## Sheet2
S No | CIRCLE | DIVISION | DC | SUBSTATION | FEEDER | VILLAGE | DTR NAME | DTR CAPACITY | DTR POLE
1 | Damoh | Damoh South | Bandakpur | BANDAKPUR | 11 KV HALGUCH AG | Keolari | AHIRWAL BALA | 25 KVA | 786
2 | Damoh | Damoh South | Bandakpur | BANDAKPUR | 11 KV HALGUCH AG | Keolari | MANNOO AHIRWAL | 25 KVA | 782
3 | Damoh | Damoh South | Bandakpur | BANDAKPUR | 11 KV HALGUCH AG | Keolari | DILLI AHIRWAR | 25 KVA | 770
4 | Damoh | Damoh South | Bandakpur | BANDAKPUR | 11 KV HALGUCH AG | Keolari | BADAL SINGH | 25 KVA | 755
5 | Damoh | Damoh South | Bandakpur | BANDAKPUR | 11 KV HALGUCH AG | Damoh (Rural) | SINGHAI 1 | 25 KVA | 749
6 | Damoh | Damoh South | Bandakpur | BANDAKPUR | 11 KV HALGUCH AG | Damoh (Rural) | SHOBHA PATEL | 25 KVA | 747
7 | Damoh | Damoh South | Bandakpur | BANDAKPUR | 11 KV HALGUCH AG | Damoh (Rural) | PRAKASH CHOBEY | 25 KVA | 740
8 | Damoh | Damoh South | Bandakpur | BANDAKPUR | 11 KV HALGUCH AG | Jujhar | BHAGONA PATEL JUJHAR | 25 KVA | 737
9 | Damoh | Damoh South | Bandakpur | BANDAKPUR | 11 KV HALGUCH AG | Jujhar | SANTOSH KACHHI JUJHAR | 25 KVA | 732
10 | Damoh | Damoh South | Bandakpur | BANDAKPUR | 11 KV HALGUCH AG | Riyana | SAHAV SINGH JUJHAR | 25 KVA | 727
11 | Damoh | Damoh South | Bandakpur | BANDAKPUR | 11 KV HALGUCH AG | Riyana | KALYAN ATHYA | 25 KVA | 721
12 | Damoh | Damoh South | Bandakpur | BANDAKPUR | 11 KV HALGUCH AG | NO VILLAGE FOUND | DTR NOT TAGGED | 63 KVA | 712
13 | Damoh | Damoh South | Bandakpur | BANDAKPUR | 11 KV HALGUCH AG | Riyana | HARI SINGH MUDARI | 25 KVA | 698
14 | Damoh | Damoh South | Bandakpur | BANDAKPUR | 11 KV HALGUCH AG | Riyana | LODHI BALA HAR | 25 KVA | 694
15 | Damoh | Damoh South | Bandakpur | BANDAKPUR | 11 KV HALGUCH AG | Riyana | DURAG SINGH MUDARI | 25 KVA | 693
16 | Damoh | Damoh South | Bandakpur | BANDAKPUR | 11 KV HALGUCH AG | Riyana | RAVI SINGH RIYANA TED | 25 KVA | 680
17 | Damoh | Damoh South | Bandakpur | BANDAKPUR | 11 KV HALGUCH AG | Pathari | HEERA LAL SEN | 25 KVA | 675
18 | Damoh | Damoh South | Bandakpur | BANDAKPUR | 11 KV HALGUCH AG | Halgaj | SUBBA ADIWASI MUDARI | 25 KVA | 671
19 | Damoh | Damoh South | Bandakpur | BANDAKPUR | 11 KV HALGUCH AG | Jujhar | VISHRAM SINGH MUDARI | 25 KVA | 654
20 | Damoh | Damoh South | Bandakpur | BANDAKPUR | 11 KV HALGUCH AG | Jujhar | MEGHRAJ MUDARI | 25 KVA | 642
21 | Damoh | Damoh South | Bandakpur | BANDAKPUR | 11 KV HALGUCH AG | Jujhar | PYARI BAI MUDARI | 25 KVA | 639
22 | Damoh | Damoh South | Bandakpur | BANDAKPUR | 11 KV HALGUCH AG | Jujhar | MANSINGH MUDARI | 25 KVA | 636
23 | Damoh | Damoh South | Bandakpur | BANDAKPUR | 11 KV HALGUCH AG | Jujhar | NANHI BAI RAIKWAR MUDARI | 25 KVA | 630
24 | Damoh | Damoh South | Bandakpur | BANDAKPUR | 11 KV HALGUCH AG | Mudari | KHILAN SINGH MUDARI | 25 KVA | 617
25 | Damoh | Damoh South | Bandakpur | BANDAKPUR | 11 KV HALGUCH AG | Mudari | UTTAM SINGH | 25 KVA | 612
26 | Damoh | Damoh South | Bandakpur | BANDAKPUR | 11 KV HALGUCH AG | Mudari | HAKAM SINGH MUDARI | 25 KVA | 605
27 | Damoh | Damoh South | Bandakpur | BANDAKPUR | 11 KV HALGUCH AG | Halgaj | ARCHNA SINGH HALGAJ | 25 KVA | 582
28 | Damoh | Damoh South | Bandakpur | BANDAKPUR | 11 KV HALGUCH AG | Halgaj | HAKAM SINGH 2 HALGAJ | 25 KVA | 571
29 | Damoh | Damoh South | Bandakpur | BANDAKPUR | 11 KV HALGUCH AG | Halgaj | KANCHEDI RATHOR | 25 KVA | 563
30 | Damoh | Damoh South | Bandakpur | BANDAKPUR | 11 KV HALGUCH AG | Halgaj | PUSHAU BALA | 25 KVA | 557
31 | Damoh | Damoh South | Bandakpur | BANDAKPUR | 11 KV HALGUCH AG | Halgaj | BHARAT SINGH | 100 KVA | 553
32 | Damoh | Damoh South | Bandakpur | BANDAKPUR | 11 KV HALGUCH AG | Halgaj | CHATUR SINGH ROAD BALA | 63 KVA | 538
33 | Damoh | Damoh South | Bandakpur | BANDAKPUR | 11 KV HALGUCH AG | Bandakpur | VIKRAM SINGH | 25 KVA | 522
34 | Damoh | Damoh South | Bandakpur | BANDAKPUR | 11 KV HALGUCH AG | Bandakpur | KAUSHALYA RANI | 25 KVA | 517
35 | Damoh | Damoh South | Bandakpur | BANDAKPUR | 11 KV HALGUCH AG | Sunpura | GULAB SINGH | 25 KVA | 503
36 | Damoh | Damoh South | Bandakpur | BANDAKPUR | 11 KV HALGUCH AG | Sunpura | SHAINEE | 25 KVA | 498
37 | Damoh | Damoh South | Bandakpur | BANDAKPUR | 11 KV HALGUCH AG | Sunpura | SUKH SINGH ADIWASI | 25 KVA | 485
38 | Damoh | Damoh South | Bandakpur | BANDAKPUR | 11 KV HALGUCH AG | Sunpura | HAKAM SINGH | 25 KVA | 476
39 | Damoh | Damoh South | Bandakpur | BANDAKPUR | 11 KV HALGUCH AG | Damoh (Rural) | PYARI BAI W/O KHILAN | 25 KVA | 469
40 | Damoh | Damoh South | Bandakpur | BANDAKPUR | 11 KV HALGUCH AG | Sunpura | PATHAK BALA | 25 KVA | 462
41 | Damoh | Damoh South | Bandakpur | BANDAKPUR | 11 KV HALGUCH AG | Sunpura | SIGHAI BALA | 25 KVA | 451
42 | Damoh | Damoh South | Bandakpur | BANDAKPUR | 11 KV HALGUCH AG | Damoh (Rural) | MANAK PATEL TALAIYA | 25 KVA | 441
43 | Damoh | Damoh South | Bandakpur | BANDAKPUR | 11 KV HALGUCH AG | Hinota | BARKHERA PUMP | 100 KVA | 874
44 | Damoh | Damoh South | Bandakpur | BANDAKPUR | 11 KV HALGUCH AG | Halgajiya | RGY BHALAGHAT | 25 KVA | 848
45 | Damoh | Damoh South | Bandakpur | BANDAKPUR | 11 KV HALGUCH AG | Halgajiya | DARYAV BALA BHALAGHAT | 25 KVA | 846
46 | Damoh | Damoh South | Bandakpur | BANDAKPUR | 11 KV HALGUCH AG | Halgajiya | BHALAGHAT PUMP | 63 KVA | 845
47 | Damoh | Damoh South | Bandakpur | BANDAKPUR | 11 KV HALGUCH AG | Halgajiya | CHETU BHALAGHAT | 25 KVA | 843
48 | Damoh | Damoh South | Bandakpur | BANDAKPUR | 11 KV HALGUCH AG | Halgajiya | FOOL SINGH | 25 KVA | 842
49 | Damoh | Damoh South | Bandakpur | BANDAKPUR | 11 KV HALGUCH AG | Halgajiya | VINDRA VAN | 25 KVA | 840
50 | Damoh | Damoh South | Bandakpur | BANDAKPUR | 11 KV HALGUCH AG | Singhpur | TIKRIKHOH | 63 KVA | 831
51 | Damoh | Damoh South | Bandakpur | BANDAKPUR | 11 KV HALGUCH AG | Bandakpur | BHARAT SINGH TIKRI | 25 KVA | 811
52 | Damoh | Damoh South | Bandakpur | BANDAKPUR | 11 KV HALGUCH AG | Bandakpur | GULAB SINGH | 25 KVA | 803
53 | Damoh | Damoh South | Bandakpur | BANDAKPUR | 11 KV HALGUCH AG | Halgaj | DURJAN SINGH HALGAJIYA | 25 KVA | 797
54 | Damoh | Damoh South | Bandakpur | BANDAKPUR | 11 KV HALGUCH AG | Halgaj | MULU /GOKAL SINGH HALGAJIYA | 25 KVA | 793
55 | Damoh | Damoh South | Taradehi | JHALON | 11 KV MAGDUPURA DL | Magdupura | MAGDUPURA BASTI | 100 KVA | 1242
56 | Damoh | Damoh South | Taradehi | JHALON | 11 KV MAGDUPURA DL | Anchalpura | ANCHALPURA BASTI | 100 KVA | 1258
57 | Damoh | Damoh South | Taradehi | JHALON | 11 KV MAGDUPURA DL | NO VILLAGE FOUND | HARRAM AHIRWAR ANCHALPURA | 25 KVA | 1260
58 | Damoh | Damoh South | Taradehi | JHALON | 11 KV MAGDUPURA DL | Bagdari | CHAKKI BASTI WALA | 63 KVA | 1268
59 | Damoh | Damoh South | Taradehi | JHALON | 11 KV MAGDUPURA DL | Magdupura | TAALAB KE PASS JANAKPURA | 25 KVA | 1270
60 | Damoh | Damoh South | Taradehi | JHALON | 11 KV MAGDUPURA DL | Magdupura | SCHOOL KE PAS MAGDUPURA | 25 KVA | 1279
61 | Damoh | Damoh South | Taradehi | JHALON | 11 KV MAGDUPURA DL | Magdupura | MAGDUPURA BASTI | 25 KVA | 1281
62 | Damoh | Damoh South | Taradehi | JHALON | 11 KV MAGDUPURA DL | Magdupura | RAIKWAR MUHALLA MAGDUPURA | 25 KVA | 1286
63 | Damoh | Damoh South | Taradehi | JHALON | 11 KV MAGDUPURA DL | Magdupura | RAJAK MUHALLA MAGDUPURA | 25 KVA | 1290
64 | Damoh | Damoh South | Taradehi | JHALON | 11 KV MAGDUPURA DL | Magdupura | W/W MAGDUPURA | 25 KVA | 1292
65 | Damoh | Damoh South | Taradehi | JHALON | 11 KV MAGDUPURA DL | Magdupura | MAGDUPURA DHAWA | 25 KVA | 1293
66 | Damoh | Damoh South | Taradehi | JHALON | 11 KV MAGDUPURA DL | Magdupura | AIRTEL TOWER MAGDUPURA | 25 KVA | 1298
67 | Damoh | Damoh South | Taradehi | JHALON | 11 KV MAGDUPURA DL | Magdupura | MAGDUPURA BASTI 2 | 25 KVA | 1300
68 | Damoh | Damoh South | Taradehi | JHALON | 11 KV MAGDUPURA DL | Bagdari | KUMHAR MUHALLA | 25 KVA | 1305
69 | Damoh | Damoh South | Taradehi | JHALON | 11 KV MAGDUPURA DL | NO VILLAGE FOUND | DTR NOT TAGGED | 25 KVA | 1333
70 | Damoh | Damoh South | Taradehi | JHALON | 11 KV MAGDUPURA DL | Sehri | CHOUDHRY MUHALLA SEHRI | 25 KVA | 1335
71 | Damoh | Damoh South | Taradehi | JHALON | 11 KV MAGDUPURA DL | Sehri | PATEL KE PASS SEHRI | 25 KVA | 1339
72 | Damoh | Damoh South | Taradehi | JHALON | 11 KV MAGDUPURA DL | Sehri | BASHTI WALA | 25 KVA | 1343
73 | Damoh | Damoh South | Taradehi | JHALON | 11 KV MAGDUPURA DL | Sehri | TALAIYA KE PASS | 25 KVA | 1344
74 | Damoh | Damoh South | Taradehi | JHALON | 11 KV MAGDUPURA DL | Sehri | PRAKASH WALA SEHRI | 25 KVA | 1349
75 | Damoh | Damoh South | Taradehi | JHALON | 11 KV MAGDUPURA DL | Sehri | JIO TOWER | 25 KVA | 1352
76 | Damoh | Damoh South | Taradehi | JHALON | 11 KV MAGDUPURA DL | Sehri | DHURVE WALA SEHRI | 25 KVA | 1355
77 | Damoh | Damoh South | Taradehi | JHALON | 11 KV MAGDUPURA DL | Sehri | GOPAL WALA SEHRI | 100 KVA | 1359
78 | Damoh | Damoh South | Taradehi | JHALON | 11 KV MAGDUPURA DL | Sehri | LOCHAN WALA SEHRI | 25 KVA | 1362
79 | Damoh | Damoh South | Taradehi | JHALON | 11 KV MAGDUPURA DL | Sehri | SEHRI CHAKKI | 25 KVA | 1363
80 | Damoh | Damoh South | Taradehi | JHALON | 11 KV MAGDUPURA DL | NO VILLAGE FOUND | DTR NOT TAGGED | 25 KVA | 1372
81 | Damoh | Damoh South | Taradehi | JHALON | 11 KV MAGDUPURA DL | NO VILLAGE FOUND | DTR NOT TAGGED | 25 KVA | 1376
82 | Damoh | Damoh South | Taradehi | JHALON | 11 KV MAGDUPURA DL | Sehri | ANGANWADI KENDRA SEHRI | 25 KVA | 1378
83 | Damoh | Damoh South | Taradehi | JHALON | 11 KV MAGDUPURA DL | Sehri | SACHIV WALA SEHRI | 25 KVA | 1380
84 | Damoh | Damoh South | Taradehi | JHALON | 11 KV MAGDUPURA DL | Sehri | W/W SEHRI | 25 KVA | 1385
85 | Damoh | Damoh South | Taradehi | JHALON | 11 KV MAGDUPURA DL | Magdupura | MAGDUPURA HAAR | 25 KVA | 1392
86 | Damoh | Damoh South | Taradehi | JHALON | 11 KV MAGDUPURA DL | Guhanchi | GUHCHI GATE KE PASS | 25 KVA | 1408
87 | Damoh | Damoh South | Taradehi | JHALON | 11 KV MAGDUPURA DL | Guhanchi | BARGAD WALA GUHCHI | 63 KVA | 1412
88 | Damoh | Damoh South | Taradehi | JHALON | 11 KV MAGDUPURA DL | Guhanchi | YADAV MUHALLA GUHCHI | 25 KVA | 1415
89 | Damoh | Damoh South | Taradehi | JHALON | 11 KV MAGDUPURA DL | Guhanchi | GUHCHI BASTI | 100 KVA | 1418
90 | Damoh | Damoh South | Taradehi | JHALON | 11 KV MAGDUPURA DL | Guhanchi | VISHWAKARMA GUHCHI | 25 KVA | 1426
91 | Damoh | Damoh South | Taradehi | JHALON | 11 KV MAGDUPURA DL | Guhanchi | KHER MAAI GUHCHI | 25 KVA | 1428
92 | Damoh | Damoh South | Taradehi | JHALON | 11 KV MAGDUPURA DL | Bansapura | BANSAPURA BASTI | 25 KVA | 1440
93 | Damoh | Damoh South | Taradehi | JHALON | 11 KV MAGDUPURA DL | NO VILLAGE FOUND | DTR NOT TAGGED | 25 KVA | 1460
94 | Damoh | Damoh South | Taradehi | JHALON | 11 KV MAGDUPURA DL | Guhanchi | NADIYA HAAR | 63 KVA | 1497
95 | Damoh | Damoh South | Taradehi | JHALON | 11 KV MAGDUPURA DL | Tipni | TAALAB WALA TIPNI | 25 KVA | 1602
96 | Damoh | Damoh South | Taradehi | JHALON | 11 KV MAGDUPURA DL | Tipni | TIPANI SCHOOL | 25 KVA | 1610
97 | Damoh | Damoh South | Taradehi | JHALON | 11 KV MAGDUPURA DL | Tipni | TIPANI SCHOOL 2 | 25 KVA | 1617
98 | Damoh | Damoh South | Taradehi | JHALON | 11 KV MAGDUPURA DL | Tipni | SARPANCH WALA TIPANI | 25 KVA | 1635
99 | Damoh | Damoh South | Taradehi | JHALON | 11 KV MAGDUPURA DL | Tipni | TIPANI BASTI | 25 KVA | 1641
100 | Damoh | Damoh South | Taradehi | JHALON | 11 KV MAGDUPURA DL | Bagdari | JIO TOWER BAGDARI | 25 KVA | 1684
101 | Damoh | Damoh South | Taradehi | JHALON | 11 KV MAGDUPURA DL | Tipni | BASHTI WALA | 25 KVA | 1687
102 | Damoh | Damoh South | Taradehi | JHALON | 11 KV MAGDUPURA DL | Tipni | BARGAD WALA | 25 KVA | 1688
103 | Damoh | Damoh South | Taradehi | JHALON | 11 KV MAGDUPURA DL | Bagdari | BAGDARI BASTI | 63 KVA | 1690
104 | Damoh | Damoh South | Taradehi | JHALON | 11 KV MAGDUPURA DL | Bagdari | AIRTEL TOWER BAGDARI | 25 KVA | 1693
105 | Damoh | Damoh South | Taradehi | JHALON | 11 KV MAGDUPURA DL | Bagdari | CHAKKI WALA BAGDARI | 25 KVA | 1700
106 | Damoh | Damoh South | Taradehi | JHALON | 11 KV MAGDUPURA DL | Gubra | SHIKARPURA AG | 25 KVA | 1736
107 | Damoh | Damoh South | Taradehi | JHALON | 11 KV MAGDUPURA DL | NO VILLAGE FOUND | DTR NOT TAGGED | 25 KVA | 1747
108 | Damoh | Damoh South | Taradehi | TARADEHI | 11 KV SARRA AG | Jaitgarh Mal | SIVSINGH JETGHAD PUMP | 25 KVA | 292
109 | Damoh | Damoh South | Taradehi | TARADEHI | 11 KV SARRA AG | Pondi Taradehi | CHHAPPAN SINGH PONDI | 25 KVA | 287
110 | Damoh | Damoh South | Taradehi | TARADEHI | 11 KV SARRA AG | Pondi Taradehi | KHILAN SINGH LODHI PONDI | 25 KVA | 276
111 | Damoh | Damoh South | Taradehi | TARADEHI | 11 KV SARRA AG | NO VILLAGE FOUND | DTR NOT TAGGED | 25 KVA | 275
112 | Damoh | Damoh South | Taradehi | TARADEHI | 11 KV SARRA AG | Pondi Taradehi | MANSINGH LODHI PONDI PUMP | 63 KVA | 266
113 | Damoh | Damoh South | Taradehi | TARADEHI | 11 KV SARRA AG | Pondi Taradehi | DILLY BAI PONDI PUMP | 25 KVA | 261
114 | Damoh | Damoh South | Taradehi | TARADEHI | 11 KV SARRA AG | Pondi Taradehi | SHUKHLAL SEN PONDI PUMP | 25 KVA | 255
115 | Damoh | Damoh South | Taradehi | TARADEHI | 11 KV SARRA AG | NO VILLAGE FOUND | DTR NOT TAGGED | 25 KVA | 227
116 | Damoh | Damoh South | Taradehi | TARADEHI | 11 KV SARRA AG | Bardhghati | KARPETI MASAB BARDHGHATI | 25 KVA | 217
117 | Damoh | Damoh South | Taradehi | TARADEHI | 11 KV SARRA AG | Bamnoda | NEKNARAN GUND BAMNODA | 25 KVA | 196
118 | Damoh | Damoh South | Taradehi | TARADEHI | 11 KV SARRA AG | Biltara | BIRJESH TIBARI BILTRA | 25 KVA | 177
119 | Damoh | Damoh South | Taradehi | TARADEHI | 11 KV SARRA AG | Bamnoda | SUKHSAGAR BAMBODA | 25 KVA | 169
120 | Damoh | Damoh South | Taradehi | TARADEHI | 11 KV SARRA AG | Biltara | RATAN SINGH BILTRA | 25 KVA | 163
121 | Damoh | Damoh South | Taradehi | TARADEHI | 11 KV SARRA AG | Bamnoda | SARBESH RAMADAR | 25 KVA | 157
122 | Damoh | Damoh South | Taradehi | TARADEHI | 11 KV SARRA AG | Bamnoda | HEMRAJ GOND | 25 KVA | 154
123 | Damoh | Damoh South | Taradehi | TARADEHI | 11 KV SARRA AG | Bamnoda | SURESH SARPANCH | 25 KVA | 150
124 | Damoh | Damoh South | Taradehi | TARADEHI | 11 KV SARRA AG | Bamnoda | SUNDAR BAMNODA | 25 KVA | 148
125 | Damoh | Damoh South | Taradehi | TARADEHI | 11 KV SARRA AG | Kodal | NEKNARAN GUND KODAL | 25 KVA | 139
126 | Damoh | Damoh South | Taradehi | TARADEHI | 11 KV SARRA AG | Kodal | MURARI CHOKSE KODAL | 16 KVA | 136
127 | Damoh | Damoh South | Taradehi | TARADEHI | 11 KV SARRA AG | Samnapur Mal | PATHA HAR SAMAPUR | 100 KVA | 130
128 | Damoh | Damoh South | Taradehi | TARADEHI | 11 KV SARRA AG | Samnapur Mal | POORAN KALOO PAL | 25 KVA | 101
129 | Damoh | Damoh South | Taradehi | TARADEHI | 11 KV SARRA AG | Samnapur Mal | MANNU KACHHI SAMNAPUR | 100 KVA | 95
130 | Damoh | Damoh South | Taradehi | TARADEHI | 11 KV SARRA AG | Jaitgarh Mal | SHAYAMRANI LODHI SALAIYA HAR | 25 KVA | 93
131 | Damoh | Damoh South | Taradehi | TARADEHI | 11 KV SARRA AG | Jaitgarh Mal | CHATTO BAI GOND JETGHAD | 25 KVA | 88
132 | Damoh | Damoh South | Taradehi | TARADEHI | 11 KV SARRA AG | Jaitgarh Mal | PANCHAM GOND JETGHAD | 25 KVA | 75
133 | Damoh | Damoh South | Taradehi | TARADEHI | 11 KV SARRA AG | Jaitgarh Mal | JHAMSINGH JETGHD | 25 KVA | 72
134 | Damoh | Damoh South | Taradehi | TARADEHI | 11 KV SARRA AG | Jaitgarh Mal | BAVSINGH GOND JETGHAD | 25 KVA | 63
135 | Damoh | Damoh South | Taradehi | TARADEHI | 11 KV SARRA AG | Jaitgarh Mal | ARJUN SARPANCH PUMP | 25 KVA | 45
136 | Damoh | Damoh South | Taradehi | TARADEHI | 11 KV SARRA AG | Jaitgarh Mal | SUSIL SIGHAI TARADEHI GUTTAL | 25 KVA | 306
137 | Damoh | Damoh South | Taradehi | TARADEHI | 11 KV SARRA AG | NO VILLAGE FOUND | RATAN LODHI BILTRA PUMP 2 | 25 KVA | 310
138 | Damoh | Damoh South | Tejgarh | IMALIAGHAT | 11 KV MANKA DL | Harduwa Khurd | MAIN NALA KE PASS | 25 KVA | 1092
139 | Damoh | Damoh South | Tejgarh | IMALIAGHAT | 11 KV MANKA DL | Khagar | SCHOOL KE PASS | 25 KVA | 1084
140 | Damoh | Damoh South | Tejgarh | IMALIAGHAT | 11 KV MANKA DL | Khagar | PRAJAPATI MOHALLA KE PASS | 100 KVA | 1081
141 | Damoh | Damoh South | Tejgarh | IMALIAGHAT | 11 KV MANKA DL | Khagar | TORIYA KE PASS | 25 KVA | 1080
142 | Damoh | Damoh South | Tejgarh | IMALIAGHAT | 11 KV MANKA DL | Khagar | KUMAR MOHALLA | 25 KVA | 1079
143 | Damoh | Damoh South | Tejgarh | IMALIAGHAT | 11 KV MANKA DL | Khagar | TORIYA KE PASS | 25 KVA | 1072
144 | Damoh | Damoh South | Tejgarh | IMALIAGHAT | 11 KV MANKA DL | Harduwa Khurd | NALA KE PASS WALA | 25 KVA | 1058
145 | Damoh | Damoh South | Tejgarh | IMALIAGHAT | 11 KV MANKA DL | Harduwa Khurd | JAIN CHAKKI KE PASS | 25 KVA | 1054
146 | Damoh | Damoh South | Tejgarh | IMALIAGHAT | 11 KV MANKA DL | Khagar | KHET KE PASS WALA | 25 KVA | 1047
147 | Damoh | Damoh South | Tejgarh | IMALIAGHAT | 11 KV MANKA DL | Khagar | MAIN ROAD KE PASS | 25 KVA | 1040
148 | Damoh | Damoh South | Tejgarh | IMALIAGHAT | 11 KV MANKA DL | Khagar | MAIN IMALIYAGHAT ROAD KE PASS | 25 KVA | 1039
149 | Damoh | Damoh South | Tejgarh | IMALIAGHAT | 11 KV MANKA DL | Khagar | MANKA HAR KE PASS | 25 KVA | 1015
150 | Damoh | Damoh South | Tejgarh | IMALIAGHAT | 11 KV MANKA DL | Manka | TORIYA KE PASS | 25 KVA | 991
151 | Damoh | Damoh South | Tejgarh | IMALIAGHAT | 11 KV MANKA DL | Khagar | MAIN ROAD KE PASS | 25 KVA | 985
152 | Damoh | Damoh South | Tejgarh | IMALIAGHAT | 11 KV MANKA DL | Manka | MAHARAJ KE BARE PASS | 25 KVA | 978
153 | Damoh | Damoh South | Tejgarh | IMALIAGHAT | 11 KV MANKA DL | Manka | MAIN BASTI KE PASS SOMKHEDA | 25 KVA | 976
154 | Damoh | Damoh South | Tejgarh | IMALIAGHAT | 11 KV MANKA DL | Manka | MAIN BASTI KE PASS | 25 KVA | 974
155 | Damoh | Damoh South | Tejgarh | IMALIAGHAT | 11 KV MANKA DL | Manka | MANI NALA KE PASS | 25 KVA | 973
156 | Damoh | Damoh South | Tejgarh | IMALIAGHAT | 11 KV MANKA DL | Manka | MAIN HARIJAN BASTI KE PASS | 25 KVA | 968
157 | Damoh | Damoh South | Tejgarh | IMALIAGHAT | 11 KV MANKA DL | Manka | MAIN ROAD KE PAS | 63 KVA | 963
158 | Damoh | Damoh South | Tejgarh | IMALIAGHAT | 11 KV MANKA DL | Manka | MAIN SOMKHEDA BASTI ME | 63 KVA | 956
159 | Damoh | Damoh South | Tejgarh | IMALIAGHAT | 11 KV MANKA DL | Chirai | TALAB KE PASS MANKA MAJA | 25 KVA | 562
160 | Damoh | Damoh South | Tejgarh | IMALIAGHAT | 11 KV MANKA DL | Chirai | MANKA KE AAGE | 25 KVA | 555
161 | Damoh | Damoh South | Tejgarh | IMALIAGHAT | 11 KV MANKA DL | Chirai | MAJA PATTI KE PASS | 63 KVA | 550
162 | Damoh | Damoh South | Tejgarh | IMALIAGHAT | 11 KV MANKA DL | Chirai | SAHAB KE KHET ME | 25 KVA | 531
163 | Damoh | Damoh South | Tejgarh | IMALIAGHAT | 11 KV MANKA DL | Chirai | MAJA MOHALLA KE AAGE | 63 KVA | 521
164 | Damoh | Damoh South | Tejgarh | IMALIAGHAT | 11 KV MANKA DL | Khagar | MAJA MAOHALLA KE PASS | 25 KVA | 514
165 | Damoh | Damoh South | Tejgarh | IMALIAGHAT | 11 KV MANKA DL | Khagar | MAJA MOHALLA ME | 25 KVA | 510
166 | Damoh | Damoh South | Tejgarh | IMALIAGHAT | 11 KV MANKA DL | Chirai | MANKA TORIYA KE PASS | 25 KVA | 507
167 | Damoh | Damoh South | Tejgarh | IMALIAGHAT | 11 KV MANKA DL | Daba | NALA KE PASS | 25 KVA | 485
168 | Damoh | Damoh South | Tejgarh | IMALIAGHAT | 11 KV MANKA DL | Daba | NAHR KE PASS | 25 KVA | 481
169 | Damoh | Damoh South | Tejgarh | IMALIAGHAT | 11 KV MANKA DL | Daba | RASTE KE PASS | 25 KVA | 475
170 | Damoh | Damoh South | Tejgarh | IMALIAGHAT | 11 KV MANKA DL | Harduwa Khurd | ADHIWASHI MOHALLA | 25 KVA | 470
171 | Damoh | Damoh South | Tejgarh | IMALIAGHAT | 11 KV MANKA DL | Harduwa Khurd | BASTI WALA | 25 KVA | 468
172 | Damoh | Damoh South | Tejgarh | IMALIAGHAT | 11 KV MANKA DL | Daba | RASTE KE PASS | 25 KVA | 462
173 | Damoh | Damoh South | Tejgarh | IMALIAGHAT | 11 KV MANKA DL | Daba | KUAA KE PASS | 25 KVA | 461
174 | Damoh | Damoh South | Tejgarh | IMALIAGHAT | 11 KV MANKA DL | Deodongra | TALAB KE PASS | 25 KVA | 449
175 | Damoh | Damoh South | Tejgarh | IMALIAGHAT | 11 KV MANKA DL | Deodongra | BASTI KE PAS | 25 KVA | 440
176 | Damoh | Damoh South | Tejgarh | IMALIAGHAT | 11 KV MANKA DL | Deodongra | MANI BASTI KE PASS | 25 KVA | 435
177 | Damoh | Damoh South | Tejgarh | IMALIAGHAT | 11 KV MANKA DL | Manegaon | RAM SINGH KE KHET PASS | 25 KVA | 430
178 | Damoh | Damoh South | Tejgarh | IMALIAGHAT | 11 KV MANKA DL | Deodongra | TALAB KE PASS | 25 KVA | 424
179 | Damoh | Damoh South | Tejgarh | IMALIAGHAT | 11 KV MANKA DL | Deodongra | MANI BASTI KE PASS | 25 KVA | 422
180 | Damoh | Damoh South | Tejgarh | IMALIAGHAT | 11 KV MANKA DL | Deodongra | PANCHYAT KE PASS | 25 KVA | 420
181 | Damoh | Damoh South | Tejgarh | IMALIAGHAT | 11 KV MANKA DL | Deodongra | AAM KE PED KE PASS | 25 KVA | 415
182 | Damoh | Damoh South | Tejgarh | IMALIAGHAT | 11 KV MANKA DL | Deodongra | MAIN BASTI KE PASS | 25 KVA | 414
183 | Damoh | Damoh South | Tejgarh | IMALIAGHAT | 11 KV MANKA DL | Deodongra | TORIYA KE PASS | 25 KVA | 411
184 | Damoh | Damoh South | Tejgarh | IMALIAGHAT | 11 KV MANKA DL | Deodongra | BASTI KE PASS | 100 KVA | 407
185 | Damoh | Damoh South | Tejgarh | IMALIAGHAT | 11 KV MANKA DL | Deodongra | BASTI KE PASS | 25 KVA | 401
186 | Damoh | Damoh South | Tejgarh | IMALIAGHAT | 11 KV MANKA DL | Deodongra | NALA KE PASS | 25 KVA | 387
187 | Damoh | Damoh South | Tejgarh | IMALIAGHAT | 11 KV MANKA DL | Hinoti Ramgarh | NALA KE PASS | 25 KVA | 384
188 | Damoh | Damoh South | Tejgarh | IMALIAGHAT | 11 KV MANKA DL | Hinoti Ramgarh | NALA KE PASS | 25 KVA | 381
189 | Damoh | Damoh South | Tejgarh | IMALIAGHAT | 11 KV MANKA DL | Hinoti Ramgarh | MUDERI BASTI KE PASS | 25 KVA | 374
190 | Damoh | Damoh South | Tejgarh | IMALIAGHAT | 11 KV MANKA DL | Hinoti Ramgarh | MUDERI BASTI KE PASS | 100 KVA | 370
191 | Damoh | Damoh South | Tejgarh | IMALIAGHAT | 11 KV MANKA DL | Hinoti Ramgarh | BASORI KE KHET KE AAGE | 25 KVA | 367
192 | Damoh | Damoh South | Tejgarh | IMALIAGHAT | 11 KV MANKA DL | Hinoti Ramgarh | BASORI KE KHET PASS | 25 KVA | 365
193 | Damoh | Damoh South | Tejgarh | IMALIAGHAT | 11 KV MANKA DL | Hinoti Ramgarh | NALA KE PASS | 25 KVA | 364
194 | Damoh | Damoh South | Tejgarh | IMALIAGHAT | 11 KV MANKA DL | Deodongra | RAJKUMAR KE KHET PASS | 25 KVA | 352
195 | Damoh | Damoh South | Tejgarh | IMALIAGHAT | 11 KV MANKA DL | Deodongra | KISOR KE KHET PASS | 25 KVA | 348
196 | Damoh | Damoh South | Tejgarh | IMALIAGHAT | 11 KV MANKA DL | Deodongra | HALKE KE KHET PASS | 25 KVA | 336
197 | Damoh | Damoh South | Tejgarh | IMALIAGHAT | 11 KV MANKA DL | Deodongra | HARIJAN MOHALLA KE PASS | 100 KVA | 332
198 | Damoh | Damoh South | Tejgarh | IMALIAGHAT | 11 KV MANKA DL | Harduwa Khurd | NALA KE PASS | 25 KVA | 330
199 | Damoh | Damoh South | Tejgarh | IMALIAGHAT | 11 KV MANKA DL | Harduwa Khurd | MAIN BASTI ME | 25 KVA | 320
200 | Damoh | Damoh South | Tejgarh | IMALIAGHAT | 11 KV MANKA DL | Harduwa Khurd | NALA KE PASS | 25 KVA | 310
201 | Damoh | Damoh South | Tejgarh | IMALIAGHAT | 11 KV MANKA DL | Ganeshpura | RAHDHA BAI KE KHET PASS | 25 KVA | 299
202 | Damoh | Damoh South | Tejgarh | IMALIAGHAT | 11 KV MANKA DL | Ganeshpura | RADHA BAI KE KHET PASS | 25 KVA | 297
203 | Damoh | Damoh South | Tejgarh | IMALIAGHAT | 11 KV MANKA DL | Harduwa Khurd | NALA KE PASS | 25 KVA | 294
204 | Damoh | Damoh South | Tejgarh | IMALIAGHAT | 11 KV MANKA DL | Harduwa Khurd | MANI BASTI KE PASS | 25 KVA | 287
205 | Damoh | Damoh South | Tejgarh | IMALIAGHAT | 11 KV MANKA DL | Khagar | TORIYA KE PASS | 25 KVA | 1099
206 | Damoh | Damoh South | Tejgarh | IMALIAGHAT | 11 KV MANKA DL | Khagar | TALAP KE PASS | 63 KVA | 1103
207 | Damoh | Damoh South | Tejgarh | IMALIAGHAT | 11 KV MANKA DL | Khagar | TALAB KE AAGE | 25 KVA | 1112
208 | Damoh | Damoh South | Tejgarh | IMALIAGHAT | 11 KV MANKA DL | Khagar | KUAMR KE KHET ME | 25 KVA | 1117
209 | Damoh | Damoh South | Tejgarh | IMALIAGHAT | 11 KV MANKA DL | Harduwa Khurd | KHAGAR MANI BASTI ME | 25 KVA | 1129
210 | Damoh | Damoh South | Tejgarh | IMALIAGHAT | 11 KV MANKA DL | Harduwa Khurd | KHAGAR BASTI KE PASS | 100 KVA | 1134
211 | Damoh | Damoh South | Tejgarh | IMALIAGHAT | 11 KV MANKA DL | Khagar | SUHELA BASTI KE PASS | 63 KVA | 1160
212 | Damoh | Damoh South | Tejgarh | IMALIAGHAT | 11 KV MANKA DL | Khagar | BASTI TALAB KE PASS | 25 KVA | 1164
213 | Damoh | Damoh South | Tejgarh | IMALIAGHAT | 11 KV MANKA DL | Khagar | MAIN BASTI KE TALAB KE PASS | 25 KVA | 1167
214 | Damoh | Damoh South | Tejgarh | IMALIAGHAT | 11 KV MANKA DL | Khagar | BASTI KE PASS | 25 KVA | 1169
215 | Damoh | Damoh South | Tejgarh | IMALIAGHAT | 11 KV MANKA DL | Khagar | SUHELA NALA KE PASS | 25 KVA | 1171
216 | Damoh | Damoh South | Tejgarh | TEJGARH | 11 KV PATLONI DL | Sunwahi Umaria | MAIN BASTI KWATAR | 25 KVA | 287
217 | Damoh | Damoh South | Tejgarh | TEJGARH | 11 KV PATLONI DL | Sunwahi Umaria | UMRIYA MAIN BASTI ROAD | 25 KVA | 283
218 | Damoh | Damoh South | Tejgarh | TEJGARH | 11 KV PATLONI DL | Sunwahi Umaria | BHAIJAN KE GAR PASS | 25 KVA | 281
219 | Damoh | Damoh South | Tejgarh | TEJGARH | 11 KV PATLONI DL | Sunwahi Umaria | DUBAY JI KE GAR PASS | 100 KVA | 272
220 | Damoh | Damoh South | Tejgarh | TEJGARH | 11 KV PATLONI DL | Sunwahi Umaria | TAPARIYA BASTI PASS | 25 KVA | 264
221 | Damoh | Damoh South | Tejgarh | TEJGARH | 11 KV PATLONI DL | Sunwahi Umaria | NAHAR KE PASS | 25 KVA | 261
222 | Damoh | Damoh South | Tejgarh | TEJGARH | 11 KV PATLONI DL | Umariya Ryt | KUAA KE PASS WALI DP | 100 KVA | 239
223 | Damoh | Damoh South | Tejgarh | TEJGARH | 11 KV PATLONI DL | Sunwahi Umaria | MEHRA KE GAR PASS | 25 KVA | 237
224 | Damoh | Damoh South | Tejgarh | TEJGARH | 11 KV PATLONI DL | Patloni | AAMOL SINGH KE GAR PASS | 25 KVA | 220
225 | Damoh | Damoh South | Tejgarh | TEJGARH | 11 KV PATLONI DL | Patloni | MATA MANDIR KE PASS | 25 KVA | 217
226 | Damoh | Damoh South | Tejgarh | TEJGARH | 11 KV PATLONI DL | Patloni | SAHAB SINGH KE GAR PASS | 25 KVA | 214
227 | Damoh | Damoh South | Tejgarh | TEJGARH | 11 KV PATLONI DL | NO VILLAGE FOUND | DR MAHEDRA KE GAR PASS | 25 KVA | 215
228 | Damoh | Damoh South | Tejgarh | TEJGARH | 11 KV PATLONI DL | Patloni | SAHAB SINGH KE GAR KE PASS | 25 KVA | 213
229 | Damoh | Damoh South | Tejgarh | TEJGARH | 11 KV PATLONI DL | Patloni | BADE KUAA KE PASS WALI DP | 200 KVA | 208
230 | Damoh | Damoh South | Tejgarh | TEJGARH | 11 KV PATLONI DL | Patloni | MANDIR KE PASS WALI | 25 KVA | 204
231 | Damoh | Damoh South | Tejgarh | TEJGARH | 11 KV PATLONI DL | Patloni | SAMSAN KE PASS | 25 KVA | 198
232 | Damoh | Damoh South | Tejgarh | TEJGARH | 11 KV PATLONI DL | Patloni | TALAP WALI DP | 25 KVA | 187
233 | Damoh | Damoh South | Tejgarh | TEJGARH | 11 KV PATLONI DL | Patloni | RAJKUMAR SINGH GAR PASS | 25 KVA | 185
234 | Damoh | Damoh South | Tejgarh | TEJGARH | 11 KV PATLONI DL | Patloni | 100 KVA KARODIPADRIYA ROOD WALI | 25 KVA | 183
235 | Damoh | Damoh South | Tejgarh | TEJGARH | 11 KV PATLONI DL | Patloni | TALAB KE PSS | 25 KVA | 181
236 | Damoh | Damoh South | Tejgarh | TEJGARH | 11 KV PATLONI DL | Patloni | BANSAL MOHALLA KE PASS | 25 KVA | 176
237 | Damoh | Damoh South | Tejgarh | TEJGARH | 11 KV PATLONI DL | Patloni | CHAKKI WARE KE GAR PASS | 63 KVA | 170
238 | Damoh | Damoh South | Tejgarh | TEJGARH | 11 KV PATLONI DL | Patloni | TALIYA KE PASS | 25 KVA | 168
239 | Damoh | Damoh South | Tejgarh | TEJGARH | 11 KV PATLONI DL | Patloni | ROAD KE PASS PATLONI | 25 KVA | 159
240 | Damoh | Damoh South | Tejgarh | TEJGARH | 11 KV PATLONI DL | Patloni | ROOP SINGH KE PASS | 25 KVA | 155
241 | Damoh | Damoh South | Tejgarh | TEJGARH | 11 KV PATLONI DL | Patloni | NAMDEV KE GAR KE PAS | 25 KVA | 152
242 | Damoh | Damoh South | Tejgarh | TEJGARH | 11 KV PATLONI DL | Patloni | RAIKWAR MOHALLA KE PASS | 25 KVA | 150
243 | Damoh | Damoh South | Tejgarh | TEJGARH | 11 KV PATLONI DL | Patloni | FOOL SINGH KE GAR PASS | 25 KVA | 146
244 | Damoh | Damoh South | Tejgarh | TEJGARH | 11 KV PATLONI DL | Sunwahi Umaria | SUNBAHI W/W KW PASS | 25 KVA | 303
245 | Damoh | Damoh South | Tejgarh | TEJGARH | 11 KV PATLONI DL | Patloni | PATLONI PULIYA KE PASS | 25 KVA | 102
246 | Damoh | Damoh South | Tejgarh | TEJGARH | 11 KV PATLONI DL | Patloni | HARRAI GOSALA KE PASS | 25 KVA | 101
247 | Damoh | Damoh South | Tejgarh | KALHERA | 11 KV MADANKHEDA DL | Madankheda | TALAB KE PASS WALI | 25 KVA | 456
248 | Damoh | Damoh South | Tejgarh | KALHERA | 11 KV MADANKHEDA DL | Madankheda | THAKUR MOHALLA | 25 KVA | 451
249 | Damoh | Damoh South | Tejgarh | KALHERA | 11 KV MADANKHEDA DL | Madankheda | RAMSINGH KE GAR KE PASS | 63 KVA | 449
250 | Damoh | Damoh South | Tejgarh | KALHERA | 11 KV MADANKHEDA DL | Madankheda | TALAB KE PASS WALI | 63 KVA | 444
251 | Damoh | Damoh South | Tejgarh | KALHERA | 11 KV MADANKHEDA DL | Madankheda | BANK KE PASS WALI | 25 KVA | 443
252 | Damoh | Damoh South | Tejgarh | KALHERA | 11 KV MADANKHEDA DL | Baraghat | NANA WALI DP | 63 KVA | 440
253 | Damoh | Damoh South | Tejgarh | KALHERA | 11 KV MADANKHEDA DL | Madankheda | PANI TAMKI PASS | 63 KVA | 437
254 | Damoh | Damoh South | Tejgarh | KALHERA | 11 KV MADANKHEDA DL | Madankheda | MATA MANDIR PASS | 63 KVA | 432
255 | Damoh | Damoh South | Tejgarh | KALHERA | 11 KV MADANKHEDA DL | Madankheda | HARIJAN MOHALLA | 25 KVA | 426
256 | Damoh | Damoh South | Tejgarh | KALHERA | 11 KV MADANKHEDA DL | Baraghat | BARAGHAT RAOD DHONDA | 25 KVA | 421
257 | Damoh | Damoh South | Tejgarh | KALHERA | 11 KV MADANKHEDA DL | Madankheda | HAR WALI DP | 25 KVA | 406
258 | Damoh | Damoh South | Tejgarh | KALHERA | 11 KV MADANKHEDA DL | Madankheda | MANI BASTI HAR WALI DP | 63 KVA | 401
259 | Damoh | Damoh South | Tejgarh | KALHERA | 11 KV MADANKHEDA DL | Madankheda | NALA KE PASS | 25 KVA | 400
260 | Damoh | Damoh South | Tejgarh | KALHERA | 11 KV MADANKHEDA DL | Madankheda | MADHI KE PASS BARAGHAT | 25 KVA | 395
261 | Damoh | Damoh South | Tejgarh | KALHERA | 11 KV MADANKHEDA DL | Dhondha | DHANDA MAIN ROAD KALERA | 25 KVA | 478
262 | Damoh | Damoh South | Tejgarh | KALHERA | 11 KV MADANKHEDA DL | Madankheda | SAMSAN PASS WALI | 25 KVA | 467
263 | Damoh | Damoh South | Tejgarh | KALHERA | 11 KV MADANKHEDA DL | Madankheda | MADANKHEDA ROAD KE PASS DHANDA | 25 KVA | 466
264 | Damoh | Damoh North | Batiagarh | BATIAGARH | 11 KV KAITORA DL | Alampur | ALAMPUR BASTI | 25 KVA | 983
265 | Damoh | Damoh North | Batiagarh | BATIAGARH | 11 KV KAITORA DL | Alampur | ALAMPUR BASTI | 25 KVA | 977
266 | Damoh | Damoh North | Batiagarh | BATIAGARH | 11 KV KAITORA DL | Alampur | ALAMPUR BASTI | 25 KVA | 974
267 | Damoh | Damoh North | Batiagarh | BATIAGARH | 11 KV KAITORA DL | Alampur | ALAMPUR BASTI | 25 KVA | 973
268 | Damoh | Damoh North | Batiagarh | BATIAGARH | 11 KV KAITORA DL | Sihera | ALAMPUR BASTI | 100 KVA | 962
269 | Damoh | Damoh North | Batiagarh | BATIAGARH | 11 KV KAITORA DL | Alampur | ALAMPUR BASTI | 25 KVA | 952
270 | Damoh | Damoh North | Batiagarh | BATIAGARH | 11 KV KAITORA DL | Alampur | ALAMPUR BASTI | 25 KVA | 948
271 | Damoh | Damoh North | Batiagarh | BATIAGARH | 11 KV KAITORA DL | Alampur | ALAMPUR BASTI | 63 KVA | 944
272 | Damoh | Damoh North | Batiagarh | BATIAGARH | 11 KV KAITORA DL | Alampur | ALAMPUR COLONY | 25 KVA | 920
273 | Damoh | Damoh North | Batiagarh | BATIAGARH | 11 KV KAITORA DL | Alampur | KAITHORA COLONY | 25 KVA | 904
274 | Damoh | Damoh North | Batiagarh | BATIAGARH | 11 KV KAITORA DL | Alampur | KAITHORA COLONY | 25 KVA | 900
275 | Damoh | Damoh North | Batiagarh | BATIAGARH | 11 KV KAITORA DL | Alampur | KAITHORA COLONY | 25 KVA | 901
276 | Damoh | Damoh North | Batiagarh | BATIAGARH | 11 KV KAITORA DL | Kaithora | KAITHORA BASTI | 100 KVA | 882
277 | Damoh | Damoh North | Batiagarh | BATIAGARH | 11 KV KAITORA DL | Kaithora | KAITHORA BASTI | 100 KVA | 881
278 | Damoh | Damoh North | Batiagarh | BATIAGARH | 11 KV KAITORA DL | Kaithora | KAITHORA KHERMATA WALA | 25 KVA | 879
279 | Damoh | Damoh North | Batiagarh | BATIAGARH | 11 KV KAITORA DL | Kaithora | KAITHORA BASTI | 25 KVA | 873
280 | Damoh | Damoh North | Batiagarh | BATIAGARH | 11 KV KAITORA DL | Kaithora | KAITHORA BASTI | 100 KVA | 870
281 | Damoh | Damoh North | Batiagarh | BATIAGARH | 11 KV KAITORA DL | Kaithora | KAITHORA BASTI | 25 KVA | 869
282 | Damoh | Damoh North | Batiagarh | BATIAGARH | 11 KV KAITORA DL | Kaithora | KAITHORA BASTI | 25 KVA | 866
283 | Damoh | Damoh North | Batiagarh | BATIAGARH | 11 KV KAITORA DL | Kaithora | KAITHORA BASTI | 25 KVA | 863
284 | Damoh | Damoh North | Batiagarh | BATIAGARH | 11 KV KAITORA DL | Kaithora | PATHARIYA BASTI | 25 KVA | 851
285 | Damoh | Damoh North | Batiagarh | BATIAGARH | 11 KV KAITORA DL | Kaithora | PATHARIYA BASTI | 25 KVA | 842
286 | Damoh | Damoh North | Batiagarh | BATIAGARH | 11 KV KAITORA DL | Kaithora | PATHARIYA WATER SUPPLY | 25 KVA | 839
287 | Damoh | Damoh North | Batiagarh | BATIAGARH | 11 KV KAITORA DL | Kaithora | PATHARIYA BASTI | 25 KVA | 833
288 | Damoh | Damoh North | Batiagarh | BATIAGARH | 11 KV KAITORA DL | Kaithora | PATHARIYA BASTI | 25 KVA | 830
289 | Damoh | Damoh North | Batiagarh | BATIAGARH | 11 KV KAITORA DL | Tinduwa | PATHARIYA BASTI | 63 KVA | 818
290 | Damoh | Damoh North | Batiagarh | BATIAGARH | 11 KV KAITORA DL | Sedara | TINDUA BANDU YADAV | 25 KVA | 810
291 | Damoh | Damoh North | Batiagarh | BATIAGARH | 11 KV KAITORA DL | Sedara | TINDUA COLONY | 25 KVA | 800
292 | Damoh | Damoh North | Batiagarh | BATIAGARH | 11 KV KAITORA DL | Tinduwa | TINDUA BASTI | 100 KVA | 789
293 | Damoh | Damoh North | Batiagarh | BATIAGARH | 11 KV KAITORA DL | Tinduwa | TINDUA BASTI | 25 KVA | 787
294 | Damoh | Damoh North | Batiagarh | BATIAGARH | 11 KV KAITORA DL | Tinduwa | TINDUA BASTI | 25 KVA | 780
295 | Damoh | Damoh North | Batiagarh | BATIAGARH | 11 KV KAITORA DL | Tinduwa | TINDUA BASTI | 100 KVA | 778
296 | Damoh | Damoh North | Batiagarh | BATIAGARH | 11 KV KAITORA DL | Sedara | SEDARA BASTI | 25 KVA | 766
297 | Damoh | Damoh North | Batiagarh | BATIAGARH | 11 KV KAITORA DL | Sedara | SEDARA BASTI | 25 KVA | 762
298 | Damoh | Damoh North | Batiagarh | BATIAGARH | 11 KV KAITORA DL | Sedara | PREMNAGAR COLONY | 25 KVA | 758
299 | Damoh | Damoh North | Batiagarh | BATIAGARH | 11 KV KAITORA DL | Sedara | KUMHARWAR BASTI | 25 KVA | 751
300 | Damoh | Damoh North | Batiagarh | BATIAGARH | 11 KV KAITORA DL | Sedara | KUMHARWAR BASTI | 63 KVA | 747
301 | Damoh | Damoh North | Batiagarh | BATIAGARH | 11 KV KAITORA DL | Shekhpura | KUMHARWAR BASTI | 25 KVA | 738
302 | Damoh | Damoh North | Batiagarh | BATIAGARH | 11 KV KAITORA DL | Shekhpura | SHEKHPURA BASTI | 25 KVA | 729
303 | Damoh | Damoh North | Batiagarh | BATIAGARH | 11 KV KAITORA DL | Shekhpura | SHEKHPURA BASTI | 25 KVA | 726
304 | Damoh | Damoh North | Batiagarh | BATIAGARH | 11 KV KAITORA DL | Shekhpura | SHEKHPURA COLONY | 25 KVA | 717
305 | Damoh | Damoh North | Batiagarh | BATIAGARH | 11 KV KAITORA DL | Shekhpura | SHEKHPURA COLONY | 25 KVA | 714
306 | Damoh | Damoh North | Batiagarh | BATIAGARH | 11 KV KAITORA DL | Shekhpura | BATIYAGARH BADA HAAR | 25 KVA | 710
307 | Damoh | Damoh North | Batiagarh | BATIAGARH | 11 KV KAITORA DL | Shekhpura | BATIYAGARH MUSTKIL KI TAPARIYA | 25 KVA | 704
308 | Damoh | Damoh North | Batiagarh | BATIAGARH | 11 KV KAITORA DL | Shekhpura | BATIYAGARH PARDI KI TAPARIYA | 25 KVA | 688
309 | Damoh | Damoh North | Batiagarh | BATIAGARH | 11 KV KAITORA DL | Shekhpura | BATIYAGARH DHARAM KI TAPARIYA | 25 KVA | 662
310 | Damoh | Damoh North | Batiagarh | BATIAGARH | 11 KV KAITORA DL | Sariya | NEEMKHEDA BASTI | 25 KVA | 607
311 | Damoh | Damoh North | Batiagarh | BATIAGARH | 11 KV KAITORA DL | Alampur | ALAMPUR BASTI | 200 KVA | 990
312 | Damoh | Damoh North | Batiagarh | FUTERA | 11 KV KABIRPUR AG | Kariya Pipar | KABEERPUR KISHAN WALA | 63 KVA | 452
313 | Damoh | Damoh North | Batiagarh | FUTERA | 11 KV KABIRPUR AG | Kabirpur | KABEERPUR GYANI WALA | 63 KVA | 437
314 | Damoh | Damoh North | Batiagarh | FUTERA | 11 KV KABIRPUR AG | Kabirpur | KABEERPUR GATTHU WALA | 63 KVA | 431
315 | Damoh | Damoh North | Batiagarh | FUTERA | 11 KV KABIRPUR AG | Jhira | MADIYA SURENDRA WALA | 25 KVA | 425
316 | Damoh | Damoh North | Batiagarh | FUTERA | 11 KV KABIRPUR AG | Jhira | MADIYA KALU GOUND | 25 KVA | 424
317 | Damoh | Damoh North | Batiagarh | FUTERA | 11 KV KABIRPUR AG | Kabirpur | MADIYA HAAR WALA | 100 KVA | 415
318 | Damoh | Damoh North | Batiagarh | FUTERA | 11 KV KABIRPUR AG | Kabirpur | JHIRA BHARAT SINGH | 25 KVA | 411
319 | Damoh | Damoh North | Batiagarh | FUTERA | 11 KV KABIRPUR AG | Kabirpur | JHIRA JHALKAN | 25 KVA | 405
320 | Damoh | Damoh North | Batiagarh | FUTERA | 11 KV KABIRPUR AG | Kabirpur | JHIRA PRAHLAD WALA | 25 KVA | 401
321 | Damoh | Damoh North | Batiagarh | FUTERA | 11 KV KABIRPUR AG | Kabirpur | JHIRA MOORAT SINGH | 25 KVA | 399
322 | Damoh | Damoh North | Batiagarh | FUTERA | 11 KV KABIRPUR AG | Kabirpur | JHIRA JHALKAN SINGH | 25 KVA | 391
323 | Damoh | Damoh North | Batiagarh | FUTERA | 11 KV KABIRPUR AG | Madiya Buzurg | JHIRA BALKHANDI WALA | 16 KVA | 378
324 | Damoh | Damoh North | Batiagarh | FUTERA | 11 KV KABIRPUR AG | Madiya Buzurg | MADIYA RAMPRASAD | 63 KVA | 370
325 | Damoh | Damoh North | Batiagarh | FUTERA | 11 KV KABIRPUR AG | Futera Kalan | FUTERA AJJU WALA | 25 KVA | 329
326 | Damoh | Damoh North | Batiagarh | FUTERA | 11 KV KABIRPUR AG | Futera Kalan | FUTERA NEEMA BAI | 25 KVA | 322
327 | Damoh | Damoh North | Batiagarh | FUTERA | 11 KV KABIRPUR AG | Futera Kalan | FUTERA GANESH SINGH | 25 KVA | 320
328 | Damoh | Damoh North | Batiagarh | FUTERA | 11 KV KABIRPUR AG | Futera Kalan | FUTERA UTTAM WALA | 100 KVA | 313
329 | Damoh | Damoh North | Batiagarh | FUTERA | 11 KV KABIRPUR AG | Futera Kalan | FUTERA MOHAN SHAH | 25 KVA | 308
330 | Damoh | Damoh North | Batiagarh | FUTERA | 11 KV KABIRPUR AG | Futera Kalan | FUTERA KHARGA WALA | 25 KVA | 303
331 | Damoh | Damoh North | Batiagarh | FUTERA | 11 KV KABIRPUR AG | Futera Kalan | FUTERA BAHADUR SINGH WALA | 100 KVA | 294
332 | Damoh | Damoh North | Batiagarh | FUTERA | 11 KV KABIRPUR AG | Futera Kalan | FUTERA JAMNA WALA | 25 KVA | 288
333 | Damoh | Damoh North | Batiagarh | FUTERA | 11 KV KABIRPUR AG | Futera Kalan | FUTERA JANKI WALA | 100 KVA | 273
334 | Damoh | Damoh North | Batiagarh | FUTERA | 11 KV KABIRPUR AG | Kariya Pipar | KABEERPUR JAHAR WALA | 16 KVA | 457
335 | Damoh | Damoh North | Batiagarh | FUTERA | 11 KV KABIRPUR AG | Kabirpur | KABBERPUR KISHAN WALA | 63 KVA | 461
336 | Damoh | Damoh North | Batiagarh | FUTERA | 11 KV KABIRPUR AG | Kabirpur | KABBERPUR CHATURBHUJ WALA | 25 KVA | 463
337 | Damoh | Damoh North | Batiagarh | FUTERA | 11 KV KABIRPUR AG | Kabirpur | KABBERPUR DAYALU WALA | 16 KVA | 469
338 | Damoh | Damoh North | Batiagarh | FUTERA | 11 KV KABIRPUR AG | Kabirpur | KABBERPUR MAKUNDI WALA | 25 KVA | 470
339 | Damoh | Damoh North | Batiagarh | FUTERA | 11 KV KABIRPUR AG | Kabirpur | KABBERPUR AJUDDI WALA | 63 KVA | 476
340 | Damoh | Damoh North | Batiagarh | FUTERA | 11 KV KABIRPUR AG | Kabirpur | KABBERPUR MATHU WALA | 25 KVA | 477
341 | Damoh | Damoh North | Batiagarh | FUTERA | 11 KV KABIRPUR AG | Kabirpur | KABBERPUR NONA WALA | 25 KVA | 479
342 | Damoh | Damoh North | Batiagarh | FUTERA | 11 KV KABIRPUR AG | Kabirpur | KABBERPUR KHARU WALA | 25 KVA | 480
343 | Damoh | Damoh North | Batiagarh | FUTERA | 11 KV KABIRPUR AG | Kabirpur | KABBERPUR MULABAI | 25 KVA | 481
344 | Damoh | Damoh North | Batiagarh | FUTERA | 11 KV KABIRPUR AG | Kabirpur | KABBERPUR LAKHAN WALA | 25 KVA | 485
345 | Damoh | Damoh North | Batiagarh | FUTERA | 11 KV KABIRPUR AG | Kabirpur | KABBERPUR MAKKHAN WALA | 25 KVA | 488
346 | Damoh | Damoh North | Batiagarh | FUTERA | 11 KV KABIRPUR AG | Kabirpur | KABBERPUR MANSUKH WALA | 63 KVA | 493
347 | Damoh | Damoh North | Batiagarh | FUTERA | 11 KV KABIRPUR AG | Kabirpur | KABBERPUR TALAIYAA WALA | 25 KVA | 499
348 | Damoh | Damoh North | Batiagarh | FUTERA | 11 KV KABIRPUR AG | Kabirpur | KABBERPUR TALAIYAA WALA | 25 KVA | 500
349 | Damoh | Damoh North | Batiagarh | FUTERA | 11 KV KABIRPUR AG | Kabirpur | KABBERPUR KHUMAN SINGH | 25 KVA | 514
350 | Damoh | Damoh North | Batiagarh | FUTERA | 11 KV KABIRPUR AG | Kabirpur | KABBERPUR KHUMAN SINGH | 25 KVA | 516
351 | Damoh | Damoh North | Batiagarh | FUTERA | 11 KV KABIRPUR AG | Kabirpur | KABBERPUR KALU WALA | 16 KVA | 520
352 | Damoh | Damoh North | Batiagarh | FUTERA | 11 KV KABIRPUR AG | Kabirpur | GANJBARKHERA SANDEEP PATHAK | 25 KVA | 525
353 | Damoh | Damoh North | Batiagarh | FUTERA | 11 KV KABIRPUR AG | Ganj Barkheda | ITWA LATORA WALA | 25 KVA | 533
354 | Damoh | Damoh North | Batiagarh | FUTERA | 11 KV KABIRPUR AG | Ganj Barkheda | ITWA TULSHIRAM WALA | 25 KVA | 536
355 | Damoh | Damoh North | Batiagarh | FUTERA | 11 KV KABIRPUR AG | Itwa Magola | ITWA UTTAM WALA | 25 KVA | 538
356 | Damoh | Damoh North | Batiagarh | FUTERA | 11 KV KABIRPUR AG | Itwa Magola | ITWA VIJAY DUBEY | 25 KVA | 540
357 | Damoh | Damoh North | Batiagarh | FUTERA | 11 KV KABIRPUR AG | Itwa Magola | ITWA NANNHEBHAI | 25 KVA | 545
358 | Damoh | Damoh North | Batiagarh | FUTERA | 11 KV KABIRPUR AG | Itwa Magola | ITWA RAJKUMAR WALA | 25 KVA | 546
359 | Damoh | Damoh North | Batiagarh | FUTERA | 11 KV KABIRPUR AG | Itwa Magola | ITWA MULARAM WALA | 25 KVA | 547
360 | Damoh | Damoh North | Batiagarh | FUTERA | 11 KV KABIRPUR AG | Ganj Barkheda | ITWA KIRAN WALA | 16 KVA | 549
361 | Damoh | Damoh North | Batiagarh | FUTERA | 11 KV KABIRPUR AG | Ganj Barkheda | ITWA JYOTI WALA | 25 KVA | 553
362 | Damoh | Damoh North | Batiagarh | FUTERA | 11 KV KABIRPUR AG | Itwa Magola | ITWA KALLO BAI | 25 KVA | 563
363 | Damoh | Damoh North | Batiagarh | FUTERA | 11 KV KABIRPUR AG | Itwa Magola | ITWA THAMMAN SINGH | 25 KVA | 566
364 | Damoh | Damoh North | Batiagarh | FUTERA | 11 KV KABIRPUR AG | Itwa Magola | ITWA SHYAM BAI | 25 KVA | 571
365 | Damoh | Damoh North | Batiagarh | FUTERA | 11 KV KABIRPUR AG | Itwa Magola | ITWA YASHWANT WALA | 25 KVA | 588
366 | Damoh | Damoh North | Batiagarh | FUTERA | 11 KV KABIRPUR AG | Itwa Magola | ITWA SANDEEP PATHAK | 25 KVA | 594
367 | Damoh | Damoh North | Batiagarh | FUTERA | 11 KV KABIRPUR AG | Kabirpur | GANJBARKHERA SHUBHASH MAHARAJ WALA | 25 KVA | 595
368 | Damoh | Damoh North | Batiagarh | FUTERA | 11 KV KABIRPUR AG | Ganj Barkheda | GANJBARKHERA NIRPAT WALA | 25 KVA | 601
369 | Damoh | Damoh North | Batiagarh | FUTERA | 11 KV KABIRPUR AG | Ganj Barkheda | GANJBARKHERA DEEPA DUBEY WALA | 100 KVA | 605
370 | Damoh | Damoh North | Batiagarh | FUTERA | 11 KV KABIRPUR AG | Ganj Barkheda | GANJBARKHERA MAHESH WALA | 25 KVA | 615
371 | Damoh | Damoh North | Batiagarh | FUTERA | 11 KV KABIRPUR AG | Ganj Barkheda | GANJBARKHERA PARMOOL WALA | 25 KVA | 621
372 | Damoh | Damoh North | Batiagarh | FUTERA | 11 KV KABIRPUR AG | Ganj Barkheda | GANJBARKHERA SOBHA WALA | 25 KVA | 622
373 | Damoh | Damoh North | Batiagarh | FUTERA | 11 KV KABIRPUR AG | Ganj Barkheda | GANJBARKHERA KALU WALA | 25 KVA | 631
374 | Damoh | Damoh North | Batiagarh | FUTERA | 11 KV KABIRPUR AG | Ganj Barkheda | GANJBARKHERA SANTOSH WALA | 25 KVA | 633
375 | Damoh | Damoh North | Batiagarh | FUTERA | 11 KV KABIRPUR AG | Ganj Barkheda | GANJBARKHERA SHIVDEEN WALA | 25 KVA | 634
376 | Damoh | Damoh North | Batiagarh | FUTERA | 11 KV KABIRPUR AG | Ganj Barkheda | GANJBARKHERA BALRAM WALA | 25 KVA | 638
377 | Damoh | Damoh North | Batiagarh | FUTERA | 11 KV KABIRPUR AG | Ganj Barkheda | GANJBARKHERA ANTI WALA | 25 KVA | 640
378 | Damoh | Damoh North | Batiagarh | FUTERA | 11 KV KABIRPUR AG | Ganj Barkheda | GANJBARKHERA MOHAN WALA | 25 KVA | 641
379 | Damoh | Damoh North | Batiagarh | FUTERA | 11 KV KABIRPUR AG | Ganj Barkheda | GANJBARKHERA KALYAN WALA | 25 KVA | 643
380 | Damoh | Damoh North | Batiagarh | FUTERA | 11 KV KABIRPUR AG | Ganj Barkheda | GANJBARKHERA SADARANI | 100 KVA | 647
381 | Damoh | Damoh North | Batiagarh | FUTERA | 11 KV KABIRPUR AG | Jhira | KABBERPUR UTTAM WALA | 63 KVA | 649
382 | Damoh | Damoh North | Batiagarh | FUTERA | 11 KV KABIRPUR AG | Khejra Kabirpur | KARIYAPEEPAR JAHAR WALA | 100 KVA | 683
383 | Damoh | Damoh North | Batiagarh | FUTERA | 11 KV KABIRPUR AG | Khejra Kabirpur | KARIYAPEEPAR LEELA WALA | 25 KVA | 693
384 | Damoh | Damoh North | Batiagarh | FUTERA | 11 KV KABIRPUR AG | Khejra Kabirpur | KARIYAPEEPAR LAKHAN WALA | 63 KVA | 695
385 | Damoh | Damoh North | Batiagarh | FUTERA | 11 KV KABIRPUR AG | Khejra Kabirpur | KARIYAPEEPAR MAHIPAAL WALA | 25 KVA | 700
386 | Damoh | Damoh North | Batiagarh | FUTERA | 11 KV KABIRPUR AG | Khejra Kabirpur | KARIYAPEEPAR TARBAR WALA | 25 KVA | 701
387 | Damoh | Damoh North | Batiagarh | FUTERA | 11 KV KABIRPUR AG | Khejra Kabirpur | KARIYAPEEPAR DEVISINGH | 63 KVA | 708
388 | Damoh | Damoh North | Batiagarh | FUTERA | 11 KV KABIRPUR AG | Khejra Kabirpur | KARIYAPEEPAR HARISINGH | 25 KVA | 715
389 | Damoh | Damoh North | Batiagarh | FUTERA | 11 KV KABIRPUR AG | Kariya Pipar | KARIYAPEEPAR SHRIRAM WALA | 25 KVA | 729
390 | Damoh | Damoh North | Batiagarh | FUTERA | 11 KV KABIRPUR AG | Kariya Pipar | KARIYAPEEPAR BASTI WALA | 25 KVA | 735
391 | Damoh | Damoh North | Batiagarh | MUHLI BASTI | 11 KV BARNO AG | Muhali Batiyagarh | MOHLI JALAM SINGH | 25 KVA | 9
392 | Damoh | Damoh North | Batiagarh | MUHLI BASTI | 11 KV BARNO AG | Muhali Batiyagarh | MOHLI JALAM SINGH | 25 KVA | 12
393 | Damoh | Damoh North | Batiagarh | MUHLI BASTI | 11 KV BARNO AG | Muhali Batiyagarh | MOHLI PRAKASH | 25 KVA | 31
394 | Damoh | Damoh North | Batiagarh | MUHLI BASTI | 11 KV BARNO AG | Muhali Batiyagarh | MOHLI BHAGWAN SINGH | 25 KVA | 32
395 | Damoh | Damoh North | Batiagarh | MUHLI BASTI | 11 KV BARNO AG | Muhali Batiyagarh | MOHLI NARAYAN SINGH | 25 KVA | 35
396 | Damoh | Damoh North | Batiagarh | MUHLI BASTI | 11 KV BARNO AG | Muhali Batiyagarh | MUHLI CHANDAN WALA | 63 KVA | 41
397 | Damoh | Damoh North | Batiagarh | MUHLI BASTI | 11 KV BARNO AG | Muhali Batiyagarh | BAMHORI LADAI PRATAP | 25 KVA | 44
398 | Damoh | Damoh North | Batiagarh | MUHLI BASTI | 11 KV BARNO AG | Barno | BAMHORI LADAI AMARSINGH | 25 KVA | 55
399 | Damoh | Damoh North | Batiagarh | MUHLI BASTI | 11 KV BARNO AG | Muhali Batiyagarh | BAMHORI LADAI BANDU CHAUDHRI | 25 KVA | 58
400 | Damoh | Damoh North | Batiagarh | MUHLI BASTI | 11 KV BARNO AG | Barno | BAMHORI LADAI PANCHAM | 100 KVA | 59
401 | Damoh | Damoh North | Batiagarh | MUHLI BASTI | 11 KV BARNO AG | Muhali Batiyagarh | BAMHORI LADAI SACHIV WALA | 25 KVA | 62
402 | Damoh | Damoh North | Batiagarh | MUHLI BASTI | 11 KV BARNO AG | Muhali Batiyagarh | BAMHORI LADAI GANESH NEMA | 100 KVA | 67
403 | Damoh | Damoh North | Batiagarh | MUHLI BASTI | 11 KV BARNO AG | Barno | BAMHORI LADAI VIDHAYA BAI | 25 KVA | 75
404 | Damoh | Damoh North | Batiagarh | MUHLI BASTI | 11 KV BARNO AG | Barno | BAMHORI LADAI VISHNU | 25 KVA | 77
405 | Damoh | Damoh North | Batiagarh | MUHLI BASTI | 11 KV BARNO AG | Barno | BARNO SAHU WALA | 25 KVA | 80
406 | Damoh | Damoh North | Batiagarh | MUHLI BASTI | 11 KV BARNO AG | Barno | BARNO DUBEY WALA | 25 KVA | 85
407 | Damoh | Damoh North | Batiagarh | MUHLI BASTI | 11 KV BARNO AG | Barno | BARNO LAXMI WALA | 16 KVA | 87
408 | Damoh | Damoh North | Batiagarh | MUHLI BASTI | 11 KV BARNO AG | Barno | BARNO PAHADI | 63 KVA | 98
409 | Damoh | Damoh North | Batiagarh | MUHLI BASTI | 11 KV BARNO AG | Barno | BARNO PATEL BABBA WALA | 25 KVA | 106
410 | Damoh | Damoh North | Batiagarh | MUHLI BASTI | 11 KV BARNO AG | Barno | BARNO RAMDAS | 25 KVA | 108
411 | Damoh | Damoh North | Batiagarh | MUHLI BASTI | 11 KV BARNO AG | Barno | BARNO CHAATARPUR WALA | 25 KVA | 113
412 | Damoh | Damoh North | Batiagarh | MUHLI BASTI | 11 KV BARNO AG | Barno | JERATH NADI WALA | 25 KVA | 117
413 | Damoh | Damoh North | Batiagarh | MUHLI BASTI | 11 KV BARNO AG | Barno | JERATH HAAR | 25 KVA | 120
414 | Damoh | Damoh North | Batiagarh | MUHLI BASTI | 11 KV BARNO AG | Barno | JERATH RAM SINGH | 25 KVA | 121
415 | Damoh | Damoh North | Batiagarh | MUHLI BASTI | 11 KV BARNO AG | Barno | JERATH HAAR -1 | 63 KVA | 123
416 | Damoh | Damoh North | Batiagarh | MUHLI BASTI | 11 KV BARNO AG | Barno | JERATH HAAR | 25 KVA | 125
417 | Damoh | Damoh North | Batiagarh | MUHLI BASTI | 11 KV BARNO AG | Barno | JERATH HAAR | 100 KVA | 136
418 | Damoh | Damoh North | Batiagarh | MUHLI BASTI | 11 KV BARNO AG | Barkhera Jaisingh | JERATH HAAR | 25 KVA | 141
419 | Damoh | Damoh North | Batiagarh | MUHLI BASTI | 11 KV BARNO AG | Barkhera Jaisingh | JERATH HAAR | 63 KVA | 145
420 | Damoh | Damoh North | Batiagarh | MUHLI BASTI | 11 KV BARNO AG | Barkhera Jaisingh | JERATH HAAR | 100 KVA | 146
421 | Damoh | Damoh North | Batiagarh | MUHLI BASTI | 11 KV BARNO AG | Barno | JERATH HAAR | 25 KVA | 154
422 | Damoh | Damoh North | Batiagarh | MUHLI BASTI | 11 KV BARNO AG | Barno | JERATH HAAR | 25 KVA | 155
423 | Damoh | Damoh North | Batiagarh | MUHLI BASTI | 11 KV BARNO AG | Barno | JERATH HAAR | 25 KVA | 159
424 | Damoh | Damoh North | Batiagarh | MUHLI BASTI | 11 KV BARNO AG | Jerat | JERATH HAAR | 25 KVA | 161
425 | Damoh | Damoh North | Batiagarh | MUHLI BASTI | 11 KV BARNO AG | Muhali Batiyagarh | BAMHORI LADAI SOORAT | 25 KVA | 167
426 | Damoh | Damoh North | Batiagarh | MUHLI BASTI | 11 KV BARNO AG | Muhali Batiyagarh | BAMHORI LADAI RAMDAS | 25 KVA | 171
427 | Damoh | Damoh North | Batiagarh | MUHLI BASTI | 11 KV BARNO AG | Muhali Batiyagarh | MOHLI DHARMENDRA | 25 KVA | 176
428 | Damoh | Damoh North | Batiagarh | RIYANA | 11 KV Nibora DL | Bamhori Bhat | JIO TOWER | 25 KVA | 41
429 | Damoh | Damoh North | Batiagarh | RIYANA | 11 KV Nibora DL | Bamhori Bhat | BAMHORI BHAT BASTI -1 | 25 KVA | 44
430 | Damoh | Damoh North | Batiagarh | RIYANA | 11 KV Nibora DL | Bamhori Bhat | BAMHORI BHAT BASTI -2 | 25 KVA | 45
431 | Damoh | Damoh North | Batiagarh | RIYANA | 11 KV Nibora DL | Bamhori Bhat | B.S.N.L. WALA | 25 KVA | 50
432 | Damoh | Damoh North | Batiagarh | RIYANA | 11 KV Nibora DL | Pemukhedi | BAMHORI BHAT BASTI -3 | 25 KVA | 58
433 | Damoh | Damoh North | Batiagarh | RIYANA | 11 KV Nibora DL | Pemukhedi | BHARTI INFRATEL LTD. | 25 KVA | 66
434 | Damoh | Damoh North | Batiagarh | RIYANA | 11 KV Nibora DL | Pemukhedi | WATER WORKS WALA | 25 KVA | 86
435 | Damoh | Damoh North | Batiagarh | RIYANA | 11 KV Nibora DL | Pemukhedi | PEMUKHEDI BASTI | 25 KVA | 95
436 | Damoh | Damoh North | Batiagarh | RIYANA | 11 KV Nibora DL | Barkhera Keshav | RGGVY WALA | 25 KVA | 119
437 | Damoh | Damoh North | Batiagarh | RIYANA | 11 KV Nibora DL | Barkhera Keshav | BARKHEDA BASTI WALA | 25 KVA | 120
438 | Damoh | Damoh North | Batiagarh | RIYANA | 11 KV Nibora DL | Kaithora | SIHERA SHANKARPURI | 25 KVA | 145
439 | Damoh | Damoh North | Batiagarh | RIYANA | 11 KV Nibora DL | Sihera | SIHERA BASTI | 100 KVA | 160
440 | Damoh | Damoh North | Batiagarh | RIYANA | 11 KV Nibora DL | Sihera | HARDOOL BABA WALA | 25 KVA | 164
441 | Damoh | Damoh North | Batiagarh | RIYANA | 11 KV Nibora DL | Sihera | SIHERA MADHA WALA | 25 KVA | 168
442 | Damoh | Damoh North | Batiagarh | RIYANA | 11 KV Nibora DL | Sihera | SCHOOL WALA | 63 KVA | 175
443 | Damoh | Damoh North | Batiagarh | RIYANA | 11 KV Nibora DL | Sihera | SIHERA BASTI | 25 KVA | 179
444 | Damoh | Damoh North | Batiagarh | RIYANA | 11 KV Nibora DL | Kaithora | SIHERA RAJAK MOHALLA | 25 KVA | 186
445 | Damoh | Damoh North | Batiagarh | RIYANA | 11 KV Nibora DL | Pipariya Chand | NIBORA WATER SUPPLY | 25 KVA | 236
446 | Damoh | Damoh North | Batiagarh | RIYANA | 11 KV Nibora DL | Pipariya Chand | NIBORA UPSWASTHYA KENDRA KE PASS | 25 KVA | 241
447 | Damoh | Damoh North | Batiagarh | RIYANA | 11 KV Nibora DL | Pipariya Chand | NIBORA BABU SINGH | 25 KVA | 244
448 | Damoh | Damoh North | Batiagarh | RIYANA | 11 KV Nibora DL | Pipariya Chand | NIBORA BASTI WALA-1 | 100 KVA | 245
449 | Damoh | Damoh North | Batiagarh | RIYANA | 11 KV Nibora DL | Nibora Kalan | NIBORA BASTI WALA-2 | 25 KVA | 247
450 | Damoh | Damoh North | Batiagarh | RIYANA | 11 KV Nibora DL | Nibora Kalan | NIBORA MADHAI TOLA | 25 KVA | 253
451 | Damoh | Damoh North | Batiagarh | RIYANA | 11 KV Nibora DL | Nibora Kalan | NIBORA TAPARIYA TOLA -2 | 25 KVA | 264
452 | Damoh | Damoh North | Batiagarh | RIYANA | 11 KV Nibora DL | Nibora Kalan | NIBORA TAPARIYA TOLA -1 | 25 KVA | 265
453 | Damoh | Damoh North | Batiagarh | RIYANA | 11 KV Riyana DL | Bhiyana | BHIYANA BASTI-1 | 25 KVA | 22
454 | Damoh | Damoh North | Batiagarh | RIYANA | 11 KV Riyana DL | Bhiyana | BHIYANA BASTI-2 | 25 KVA | 26
455 | Damoh | Damoh North | Batiagarh | RIYANA | 11 KV Riyana DL | Barkhera Keshav | RIYANA BASTI | 100 KVA | 39
456 | Damoh | Damoh North | Batiagarh | RIYANA | 11 KV Riyana DL | Barkhera Keshav | BHIYANA TAPARIYA - 1 | 25 KVA | 54
457 | Damoh | Damoh North | Batiagarh | RIYANA | 11 KV Riyana DL | Barkhera Keshav | BHIYANA TAPARIYA - 2 | 25 KVA | 61
458 | Damoh | Damoh North | Hatta Res | FATEHPUR | 11 KV LUDHNI AG | Ludhani | SUKHLALA LUDHANI HAR | 25 KVA | 307
459 | Damoh | Damoh North | Hatta Res | FATEHPUR | 11 KV LUDHNI AG | Ludhani | DHANIRAM KANCHI LUDHANI | 25 KVA | 303
460 | Damoh | Damoh North | Hatta Res | FATEHPUR | 11 KV LUDHNI AG | Ludhani | RADHARANI LUDHANI WALA | 25 KVA | 299
461 | Damoh | Damoh North | Hatta Res | FATEHPUR | 11 KV LUDHNI AG | Ludhani | BIRBAL SINGH LUDHANI | 25 KVA | 298
462 | Damoh | Damoh North | Hatta Res | FATEHPUR | 11 KV LUDHNI AG | Ludhani | GIRANSINGH LUDHANI | 25 KVA | 294
463 | Damoh | Damoh North | Hatta Res | FATEHPUR | 11 KV LUDHNI AG | Ludhani | SURENDRA SINGH LUDHANI | 25 KVA | 285
464 | Damoh | Damoh North | Hatta Res | FATEHPUR | 11 KV LUDHNI AG | Ludhani | OSAB SINGH LUDHANI | 25 KVA | 282
465 | Damoh | Damoh North | Hatta Res | FATEHPUR | 11 KV LUDHNI AG | Ludhani | BHURE SINGH LUDHANI | 25 KVA | 276
466 | Damoh | Damoh North | Hatta Res | FATEHPUR | 11 KV LUDHNI AG | Ludhani | OSAB SINGH LUDHANI | 25 KVA | 265
467 | Damoh | Damoh North | Hatta Res | FATEHPUR | 11 KV LUDHNI AG | Ludhani | SHOBHARANI LUDHANI WALA | 25 KVA | 257
468 | Damoh | Damoh North | Hatta Res | FATEHPUR | 11 KV LUDHNI AG | Khejra Balju | NILAM LUDHANI MOUJA | 25 KVA | 252
469 | Damoh | Damoh North | Hatta Res | FATEHPUR | 11 KV LUDHNI AG | Khejra Balju | KHARGRAM PATEL LUDHANI | 25 KVA | 247
470 | Damoh | Damoh North | Hatta Res | FATEHPUR | 11 KV LUDHNI AG | Khejra Balju | MURAT SINGH LUDHANI | 25 KVA | 244
471 | Damoh | Damoh North | Hatta Res | FATEHPUR | 11 KV LUDHNI AG | Khejra Balju | SURENDRA SINGH LUDHANI | 25 KVA | 235
472 | Damoh | Damoh North | Hatta Res | FATEHPUR | 11 KV LUDHNI AG | Ludhani | SATYABHANSINGH LUDHANI | 25 KVA | 233
473 | Damoh | Damoh North | Hatta Res | FATEHPUR | 11 KV LUDHNI AG | Kheri Ramdas | DHEERAJ WALA NIMI | 100 KVA | 223
474 | Damoh | Damoh North | Hatta Res | FATEHPUR | 11 KV LUDHNI AG | Neemi | SUDAMA PATERIYA NIMI | 25 KVA | 221
475 | Damoh | Damoh North | Hatta Res | FATEHPUR | 11 KV LUDHNI AG | Neemi | RAVINDRA PATERIYA NIMI | 25 KVA | 215
476 | Damoh | Damoh North | Hatta Res | FATEHPUR | 11 KV LUDHNI AG | Neemi | BALKISHOR NIMI HAR | 25 KVA | 213
477 | Damoh | Damoh North | Hatta Res | FATEHPUR | 11 KV LUDHNI AG | Neemi | NIMI OMPRAKASH WALA | 25 KVA | 211
478 | Damoh | Damoh North | Hatta Res | FATEHPUR | 11 KV LUDHNI AG | Neemi | NIMI NALA WALA | 63 KVA | 199
479 | Damoh | Damoh North | Hatta Res | FATEHPUR | 11 KV LUDHNI AG | Kheri Ramdas | NIMI LAXMI PATERIYA WALA | 100 KVA | 190
480 | Damoh | Damoh North | Hatta Res | FATEHPUR | 11 KV LUDHNI AG | Kheri Ramdas | NIMI JUGAL WALA | 100 KVA | 187
481 | Damoh | Damoh North | Hatta Res | FATEHPUR | 11 KV LUDHNI AG | Kheri Ramdas | NIMI BADA HAR | 63 KVA | 181
482 | Damoh | Damoh North | Hatta Res | FATEHPUR | 11 KV LUDHNI AG | Kheri Ramdas | KHERI RAMDAS LAKHAN YADAV | 63 KVA | 174
483 | Damoh | Damoh North | Hatta Res | FATEHPUR | 11 KV LUDHNI AG | Fatehpur | KHERI RAMDAS JAMNA PATWARRI | 100 KVA | 161
484 | Damoh | Damoh North | Hatta Res | FATEHPUR | 11 KV LUDHNI AG | Fatehpur | KHERI RAMDAS DURKHADIYA | 100 KVA | 151
485 | Damoh | Damoh North | Hatta Res | FATEHPUR | 11 KV LUDHNI AG | Fatehpur | KHERI RAMDAS ROSHAN | 100 KVA | 145
486 | Damoh | Damoh North | Hatta Res | FATEHPUR | 11 KV LUDHNI AG | Kheri Ramdas | KHERI RAMDAS BHAGWAT WALA | 63 KVA | 141
487 | Damoh | Damoh North | Hatta Res | FATEHPUR | 11 KV LUDHNI AG | Khejra Balju | KHAIJARA BALJU RAMLAL | 63 KVA | 138
488 | Damoh | Damoh North | Hatta Res | FATEHPUR | 11 KV LUDHNI AG | Pondi Fatehpur | PONDI ASHRAM | 25 KVA | 133
489 | Damoh | Damoh North | Hatta Res | FATEHPUR | 11 KV LUDHNI AG | Pondi Fatehpur | GUDDU SELAT PONDI FATEHPUR | 25 KVA | 129
490 | Damoh | Damoh North | Hatta Res | FATEHPUR | 11 KV LUDHNI AG | Pipariya Ghanshyam | SUBRA SELAT PONDI FATEHPUR | 63 KVA | 120
491 | Damoh | Damoh North | Hatta Res | FATEHPUR | 11 KV LUDHNI AG | Khejra Balju | SANTOSH LUDHANI | 25 KVA | 110
492 | Damoh | Damoh North | Hatta Res | FATEHPUR | 11 KV LUDHNI AG | Khejra Balju | SEVAK KANCHI LIDHORA | 25 KVA | 104
493 | Damoh | Damoh North | Hatta Res | FATEHPUR | 11 KV LUDHNI AG | Khejra Balju | SUNITA PARIHAR LUDHANI | 25 KVA | 101
494 | Damoh | Damoh North | Hatta Res | FATEHPUR | 11 KV LUDHNI AG | Khejra Balju | BASIR WALA PONDI FATEHPUR | 25 KVA | 98
495 | Damoh | Damoh North | Hatta Res | FATEHPUR | 11 KV LUDHNI AG | Nayagaon | DUGRUPURA HAR | 63 KVA | 94
496 | Damoh | Damoh North | Hatta Res | FATEHPUR | 11 KV LUDHNI AG | Nayagaon | DUGRUPURA BASTI KE PAS HAR WALA | 63 KVA | 93
497 | Damoh | Damoh North | Hatta Res | FATEHPUR | 11 KV LUDHNI AG | Pondi Fatehpur | PONDI FATEHPUR PARAMLAL | 100 KVA | 78
498 | Damoh | Damoh North | Hatta Res | FATEHPUR | 11 KV LUDHNI AG | Khejra Balju | KHEJRA BALJU MANDIR | 63 KVA | 69
499 | Damoh | Damoh North | Hatta Res | FATEHPUR | 11 KV LUDHNI AG | Khejra Balju | KUWAR MAN WALA KHAIJARA BALJU | 63 KVA | 61
500 | Damoh | Damoh North | Hatta Res | FATEHPUR | 11 KV LUDHNI AG | Pipariya Ghanshyam | PIPARIYA GHANSHYAM TIGADDA WALA | 63 KVA | 51
501 | Damoh | Damoh North | Hatta Res | FATEHPUR | 11 KV LUDHNI AG | Pipariya Ghanshyam | JUGAL PATEL PIPARIYA GHANSHYAM | 100 KVA | 45
502 | Damoh | Damoh North | Hatta Res | FATEHPUR | 11 KV LUDHNI AG | Pipariya Ghanshyam | SHANKAR WALA PIPARIYA | 100 KVA | 40
503 | Damoh | Damoh North | Hatta Res | FATEHPUR | 11 KV LUDHNI AG | Ludhani | LUDHANI HAR | 25 KVA | 309
504 | Damoh | Damoh North | Hatta Res | FATEHPUR | 11 KV LUDHNI AG | Ludhani | YASHVANT SINGH LUDHNI | 25 KVA | 312
505 | Damoh | Damoh North | Hatta Res | FATEHPUR | 11 KV LUDHNI AG | Ludhani | BIHARI PATEL LIDHORA HAR | 25 KVA | 320
506 | Damoh | Damoh North | Hatta Res | FATEHPUR | 11 KV LUDHNI AG | Ludhani | KRISHNAKUMAR LUDHANI | 25 KVA | 323
507 | Damoh | Damoh North | Hatta Res | FATEHPUR | 11 KV LUDHNI AG | Ludhani | MEVALAL KHEJRA BALJU | 25 KVA | 333
508 | Damoh | Damoh North | Hatta Res | FATEHPUR | 11 KV LUDHNI AG | Ludhani | CHANDA KURMI KHEJRA BALJU | 25 KVA | 336
509 | Damoh | Damoh North | Hatta Res | FATEHPUR | 11 KV LUDHNI AG | Ludhani | LUDHANI HAR | 25 KVA | 339
510 | Damoh | Damoh North | Hatta Res | FATEHPUR | 11 KV LUDHNI AG | Ludhani | DAYARAM MASTER LIDHORA | 25 KVA | 342
511 | Damoh | Damoh North | Hatta Res | FATEHPUR | 11 KV LUDHNI AG | Ludhani | DILDAR KHAN PONDI FATEHPUR | 25 KVA | 347
512 | Damoh | Damoh North | Hatta Res | FATEHPUR | 11 KV LUDHNI AG | Ludhani | KRISHNARANI LUDHANI | 25 KVA | 351
513 | Damoh | Damoh North | Hatta Res | FATEHPUR | 11 KV LUDHNI AG | Pipariya Ghanshyam | PIPARIYA GHANSHYAM ROAD WALA | 63 KVA | 358
514 | Damoh | Damoh North | Hinota | GAISABAD | 11 KV Gaisabad DL | Baleh | 25 KVA SCHOOL WALI GAISABAD | 25 KVA | 7
515 | Damoh | Damoh North | Hinota | GAISABAD | 11 KV Gaisabad DL | Baleh | 25 KVA RELIANCE TOWER GAISABAD | 25 KVA | 12
516 | Damoh | Damoh North | Hinota | GAISABAD | 11 KV Gaisabad DL | Baleh | 25 KVA THANE WALA GAISABAD | 25 KVA | 13
517 | Damoh | Damoh North | Hinota | GAISABAD | 11 KV Gaisabad DL | Baleh | 100 KVA BAJAR WALI GAISABAD | 100 KVA | 17
518 | Damoh | Damoh North | Hinota | GAISABAD | 11 KV Gaisabad DL | Baleh | 25 KVA JIO TOWER GAISABAD | 25 KVA | 18
519 | Damoh | Damoh North | Hinota | GAISABAD | 11 KV Gaisabad DL | Baleh | 25 KVA SOCIATY WALA GAISABAD | 25 KVA | 21
520 | Damoh | Damoh North | Hinota | GAISABAD | 11 KV Gaisabad DL | Baleh | 25 KVA AIRTEL TOWER GAISABAD | 25 KVA | 22
521 | Damoh | Damoh North | Hinota | GAISABAD | 11 KV Gaisabad DL | Adanwara | 100 KVA STAND WALA GAISABAD | 100 KVA | 27
522 | Damoh | Damoh North | Hinota | GAISABAD | 11 KV Gaisabad DL | Adanwara | 25 KVA YUSUF BHAIJAN GAISABAD | 25 KVA | 28
523 | Damoh | Damoh North | Hinota | GAISABAD | 11 KV Gaisabad DL | Adanwara | 25 KVA ANWER KHAN GAISABAD | 25 KVA | 30
524 | Damoh | Damoh North | Hinota | GAISABAD | 11 KV Gaisabad DL | Adanwara | 25 KVA HARIJAN GAISABAD | 25 KVA | 32
525 | Damoh | Damoh North | Hinota | GAISABAD | 11 KV Gaisabad DL | Adanwara | 100 KVA MASJID WALI GAISABAD | 100 KVA | 37
526 | Damoh | Damoh North | Hinota | GAISABAD | 11 KV Gaisabad DL | Baleh | 100 KVA PULIYA WALA GAISABAD | 100 KVA | 46
527 | Damoh | Damoh North | Hinota | GAISABAD | 11 KV Gaisabad DL | Baleh | 100 KVA BSNL TOWER PAS GAISABAD | 100 KVA | 48
528 | Damoh | Damoh North | Hinota | GAISABAD | 11 KV Gaisabad DL | Baleh | 63 KVA PHE BALEH ROAD GAISABAD | 63 KVA | 56
529 | Damoh | Damoh North | Hinota | GAISABAD | 11 KV Gaisabad DL | Baleh | 25 KVA ADIWASI TOLA GAISABAD | 25 KVA | 59
530 | Damoh | Damoh North | Hinota | GAISABAD | 11 KV Gaisabad DL | Gaisabad | 100 KVA SHEETLA MATA GAISABAD | 100 KVA | 71
531 | Damoh | Damoh North | Hinota | GAISABAD | 11 KV Gaisabad DL | Gaisabad | 100 KVA HARIJAN BASTI GAISABAD | 100 KVA | 77
532 | Damoh | Damoh North | Hinota | GAISABAD | 11 KV Gaisabad DL | Adanwara | 25 KVA NARSAREE WALI GAISABAD | 25 KVA | 104
533 | Damoh | Damoh North | Hinota | GAISABAD | 11 KV Gaisabad DL | Husena | 25 KVA TAPRIYA WALA ADANWARA | 25 KVA | 158
534 | Damoh | Damoh North | Hinota | GAISABAD | 11 KV Gaisabad DL | Husena | 25 KVA ADIWASI TOLA ADANWARA | 25 KVA | 159
535 | Damoh | Damoh North | Hinota | GAISABAD | 11 KV Gaisabad DL | Husena | 63 KVA BASTI BALEH | 63 KVA | 193
536 | Damoh | Damoh North | Hinota | GAISABAD | 11 KV Gaisabad DL | Husena | 25 KVA HARIJAN TOLA BALEH | 25 KVA | 198
537 | Damoh | Damoh North | Hinota | GAISABAD | 11 KV Gaisabad DL | Deora Jamsha | 63 KVA BASTI HUSAINA | 63 KVA | 228
538 | Damoh | Damoh North | Hinota | GAISABAD | 11 KV Gaisabad DL | Deora Jamsha | 25 KVA GAUCHAR ADIWASI TOLA HUSAINA | 25 KVA | 233
539 | Damoh | Damoh North | Hinota | GAISABAD | 11 KV Gaisabad DL | Deora Jamsha | 100 KVA BASTI WALA TAIVRAIYA | 100 KVA | 242
540 | Damoh | Damoh North | Hinota | GAISABAD | 11 KV Gaisabad DL | Deora Jamsha | 25 KVA JIO TOWER TAIVRAIYA | 25 KVA | 245
541 | Damoh | Damoh North | Hinota | GAISABAD | 11 KV Gaisabad DL | Deora Jamsha | 25 KVA AADIWASI TAIVRAIYA | 25 KVA | 246
542 | Damoh | Damoh North | Hinota | GAISABAD | 11 KV Gaisabad DL | Deora Jamsha | 25 KVA W/W TAIVRAIYA | 25 KVA | 247
543 | Damoh | Damoh North | Hinota | GAISABAD | 11 KV Gaisabad DL | Deora Jamsha | 25 KVA NALA PAS TAIVRAIYA | 25 KVA | 256
544 | Damoh | Damoh North | Hinota | GAISABAD | 11 KV Gaisabad DL | Husena | 25 KVA UPADHYAY MUHALLA BALEH | 25 KVA | 259
545 | Damoh | Damoh North | Hinota | GAISABAD | 11 KV Gaisabad DL | Husena | 25 KVA GRAM PANCHAYAT BALEH | 25 KVA | 261
546 | Damoh | Damoh North | Hinota | GAISABAD | 11 KV Gaisabad DL | Husena | 25 KVA W/W BALEH | 25 KVA | 271
547 | Damoh | Damoh North | Hinota | GAISABAD | 11 KV Gaisabad DL | Husena | 25 KVA AWAS WALI BALEH | 25 KVA | 278
548 | Damoh | Damoh North | Hinota | GAISABAD | 11 KV Gaisabad DL | Husena | 25 KVA PATEL MUHALLA BALEH | 25 KVA | 279
549 | Damoh | Damoh North | Hinota | GAISABAD | 11 KV Gaisabad DL | Garreh | 100 KVA BASTI SANJAY NAGAR | 100 KVA | 328
550 | Damoh | Damoh North | Hinota | GAISABAD | 11 KV Gaisabad DL | Tevraiya | 25 KVA HARIJAN BASTI SANJAY NAGAR | 25 KVA | 333
551 | Damoh | Damoh North | Hinota | GAISABAD | 11 KV Gaisabad DL | Tevraiya | 63 KVA GARREH | 63 KVA | 347
552 | Damoh | Damoh North | Hinota | GAISABAD | 11 KV Gaisabad DL | Bhunguwan | 25 KVA BUDWAR | 25 KVA | 392
553 | Damoh | Damoh North | Hinota | GAISABAD | 11 KV Gaisabad DL | Adanwara | 25 KVA GAUSALA GAISABAD | 25 KVA | 408
554 | Damoh | Damoh North | Hinota | GAISABAD | 11 KV Gaisabad DL | Husena | 100 KVA BASTI ADANWARA | 100 KVA | 444
555 | Damoh | Damoh North | Hinota | GAISABAD | 11 KV Gaisabad DL | Harduwa Byarma | 100 KVA SCHOOL KE PAS ADANWARA | 100 KVA | 451
556 | Damoh | Damoh North | Hinota | GAISABAD | 11 KV Khamargour DL | Basan | 63 KVA BASTI BASAN | 63 KVA | 68
557 | Damoh | Damoh North | Hinota | GAISABAD | 11 KV Khamargour DL | Basan | 25 KVA KHILAN SINGH KE PAS BASAN | 25 KVA | 80
558 | Damoh | Damoh North | Hinota | GAISABAD | 11 KV Khamargour DL | Basan | 25 KVA BASAN | 63 KVA | 85
559 | Damoh | Damoh North | Hinota | GAISABAD | 11 KV Khamargour DL | Mahuwa Kheda (Khurd) | 25 KVA MAHUAKHERA | 100 KVA | 91
560 | Damoh | Damoh North | Hinota | GAISABAD | 11 KV Khamargour DL | Itwa Chakka | 25 KVA DTR PHE ITWA CHHAKKA | 25 KVA | 111
561 | Damoh | Damoh North | Hinota | GAISABAD | 11 KV Khamargour DL | Itwa Chakka | 25 KVA THAHUR KE GHAR PAS ITWA CHHAKKA | 25 KVA | 112
562 | Damoh | Damoh North | Hinota | GAISABAD | 11 KV Khamargour DL | Itwa Chakka | 25 KVA HARIJAN ITWA CHHAKKA | 25 KVA | 123
563 | Damoh | Damoh North | Hinota | GAISABAD | 11 KV Khamargour DL | Itwa Chakka | 25 KVA DTR PATEL MUHLLA ITWA CHHAKKA | 25 KVA | 125
564 | Damoh | Damoh North | Hinota | GAISABAD | 11 KV Khamargour DL | Harduwa Umrao | 100 KVA BASTI HARDUA UMRAO | 100 KVA | 177
565 | Damoh | Damoh North | Hinota | GAISABAD | 11 KV Khamargour DL | Harduwa Umrao | HARDUA UMRAO | 25 KVA | 178
566 | Damoh | Damoh North | Hinota | GAISABAD | 11 KV Khamargour DL | Khamargour | 25 KVA DTR HARIJAN 2 KHAMARGAUR | 25 KVA | 237
567 | Damoh | Damoh North | Hinota | GAISABAD | 11 KV Khamargour DL | Khamargour | 63 KVA SONKIYA MUHALLA KHAMARGAUR | 63 KVA | 239
568 | Damoh | Damoh North | Hinota | GAISABAD | 11 KV Khamargour DL | Khamargour | 25 KVA PHE KHAMARGAUR | 25 KVA | 241
569 | Damoh | Damoh North | Hinota | GAISABAD | 11 KV Khamargour DL | Khamargour | 25 KVA THAKUR GHAR KE PAS KHAMARGAUR | 25 KVA | 246
570 | Damoh | Damoh North | Hinota | GAISABAD | 11 KV Khamargour DL | Khamargour | 25 KVA BASTI KHAMARGAUR | 25 KVA | 251
571 | Damoh | Damoh North | Hinota | GAISABAD | 11 KV Khamargour DL | Khamargour | 63 KVA HARIJAN KHAMARGAUR | 25 KVA | 253
572 | Damoh | Damoh North | Hinota | GAISABAD | 11 KV Khamargour DL | Khamargour | 63 KVA BSNL TOWER KE PAS HAMARGAUR | 63 KVA | 260
573 | Damoh | Damoh North | Hinota | GAISABAD | 11 KV Khamargour DL | Khamargour | 25 KVA JIO TOWER KHAMARGAUR | 25 KVA | 265
574 | Damoh | Damoh North | Hinota | GAISABAD | 11 KV Khamargour DL | Khamargour | 63 KVA DTR SCHOOL KE PAS KHAMARGAUR | 63 KVA | 268
575 | Damoh | Damoh North | Hinota | GAISABAD | 11 KV Khamargour DL | Khamargour | 25 KVA SHAKTI MATA KHAMARGAUR | 25 KVA | 275
576 | Damoh | Damoh North | Hinota | GAISABAD | 11 KV Khamargour DL | Khamargour | 100 KVA BASTI KHAMARGAUR | 100 KVA | 277
577 | Damoh | Damoh North | Hinota | GAISABAD | 11 KV Khamargour DL | Khamargour | 25 KVA BAGEECHA KE PAS KHAMARGAUR | 25 KVA | 281
578 | Damoh | Damoh North | Hinota | GAISABAD | 11 KV Khamargour DL | Khamargour | 63 KVA BAGEECHA KE AAGE KHAMARGAUR | 63 KVA | 287
579 | Damoh | Damoh North | Hinota | GAISABAD | 11 KV Khamargour DL | Muhanna | 63 KVA HARIJAN MUHANNA | 63 KVA | 313
580 | Damoh | Damoh North | Hinota | GAISABAD | 11 KV Khamargour DL | Muhanna | 63 KVA DTR MUHANNA | 63 KVA | 320
581 | Damoh | Damoh North | Hinota | HINOTA | 11 KV Bhaisa DL | Pipariya Raneh | HARIJAN BASTI BHAISA | 25 KVA | 798
582 | Damoh | Damoh North | Hinota | HINOTA | 11 KV Bhaisa DL | Pipariya Raneh | JARONDA ROAD BHAISA | 25 KVA | 794
583 | Damoh | Damoh North | Hinota | HINOTA | 11 KV Bhaisa DL | Pipariya Raneh | AJAY KI TALAIYA WALA BHAISA | 63 KVA | 791
584 | Damoh | Damoh North | Hinota | HINOTA | 11 KV Bhaisa DL | Pipariya Raneh | PATEL CHAKKI PAS BHAISA | 25 KVA | 786
585 | Damoh | Damoh North | Hinota | HINOTA | 11 KV Bhaisa DL | Pipariya Raneh | BHARRYA KUA | 25 KVA | 782
586 | Damoh | Damoh North | Hinota | HINOTA | 11 KV Bhaisa DL | Pipariya Raneh | NALA KE PAS BHAISA | 100 KVA | 780
587 | Damoh | Damoh North | Hinota | HINOTA | 11 KV Bhaisa DL | Pipariya Raneh | 100 KVA MATA BALA BHAISA | 100 KVA | 775
588 | Damoh | Damoh North | Hinota | HINOTA | 11 KV Bhaisa DL | Pipariya Raneh | BASTI NIMURMUNDA | 63 KVA | 774
589 | Damoh | Damoh North | Hinota | HINOTA | 11 KV Bhaisa DL | Pipariya Raneh | MATA MADIYA WALA | 25 KVA | 769
590 | Damoh | Damoh North | Hinota | HINOTA | 11 KV Bhaisa DL | Pipariya Raneh | AADIWASI TOAL | 25 KVA | 766
591 | Damoh | Damoh North | Hinota | HINOTA | 11 KV Bhaisa DL | Pipariya Raneh | 25 KVA NADI ROAD BHAISA | 25 KVA | 765
592 | Damoh | Damoh North | Hinota | HINOTA | 11 KV Bhaisa DL | Pipariya Raneh | HIGH SCHOOL BHAISA | 25 KVA | 748
593 | Damoh | Damoh North | Hinota | HINOTA | 11 KV Bhaisa DL | Pipariya Raneh | BALEH ROAD BHAISA | 25 KVA | 741
594 | Damoh | Damoh North | Hinota | HINOTA | 11 KV Bhaisa DL | Pipariya Raneh | RAJEEVLOCHAN MANDIR WALA BHAISA | 25 KVA | 735
595 | Damoh | Damoh North | Hinota | HINOTA | 11 KV Bhaisa DL | Pipariya Raneh | 25 KVA BALEH ROAD BHAISA | 25 KVA | 734
596 | Damoh | Damoh North | Hinota | HINOTA | 11 KV Bhaisa DL | Sakor | RELIANCE TOWER | 25 KVA | 613
597 | Damoh | Damoh North | Hinota | HINOTA | 11 KV Bhaisa DL | Ghutariya | NEAR SCHOOL NIWAI MAFI | 25 KVA | 595
598 | Damoh | Damoh North | Hinota | HINOTA | 11 KV Bhaisa DL | Ghutariya | HARIJAN BASTI NIWAI MAFI | 25 KVA | 593
599 | Damoh | Damoh North | Hinota | HINOTA | 11 KV Bhaisa DL | Ghutariya | PRIMARY SCHOOL PASS PIPARIYA | 25 KVA | 591
600 | Damoh | Damoh North | Hinota | HINOTA | 11 KV Bhaisa DL | Ghutariya | TALAB WALA NIWAI MAFI | 25 KVA | 589
601 | Damoh | Damoh North | Hinota | HINOTA | 11 KV Bhaisa DL | Ghutariya | PANDIT MUHALLA NIWAI MAFI | 25 KVA | 585
602 | Damoh | Damoh North | Hinota | HINOTA | 11 KV Bhaisa DL | Nimarmunda | MADHAV KE GHAR PAS | 63 KVA | 555
603 | Damoh | Damoh North | Hinota | HINOTA | 11 KV Bhaisa DL | Ghutariya | GHURKHEDA TOLA | 25 KVA | 544
604 | Damoh | Damoh North | Hinota | HINOTA | 11 KV Bhaisa DL | Nimarmunda | SHARAB CHOPRA | 25 KVA | 540
605 | Damoh | Damoh North | Hinota | HINOTA | 11 KV Bhaisa DL | Nimarmunda | BHAISA BASTI FS | 25 KVA | 525
606 | Damoh | Damoh North | Hinota | HINOTA | 11 KV Bhaisa DL | Nimarmunda | THAKUR WALA MUHALLA NIMARMUNDA | 25 KVA | 524
607 | Damoh | Damoh North | Hinota | HINOTA | 11 KV Bhaisa DL | Nimarmunda | 25 KVA HARIJAN BASTI NIMRMUNDA | 25 KVA | 522
608 | Damoh | Damoh North | Hinota | HINOTA | 11 KV Bhaisa DL | Nimarmunda | JIO TOWER NIMARMUNDA | 25 KVA | 520
609 | Damoh | Damoh North | Hinota | HINOTA | 11 KV Bhaisa DL | Nimarmunda | SCHOOL WALA NIMARMUNDA | 25 KVA | 519
610 | Damoh | Damoh North | Hinota | HINOTA | 11 KV Bhaisa DL | Kanaktala | PEEPAL KE PAS HARDUA SADAK | 25 KVA | 483
611 | Damoh | Damoh North | Hinota | HINOTA | 11 KV Bhaisa DL | Karaiya Joshi | NEAR HAJARI HOUSE HARDUA SADAK | 25 KVA | 479
612 | Damoh | Damoh North | Hinota | HINOTA | 11 KV Bhaisa DL | Karaiya Joshi | MUNDA MUHALLA HARDUA SADAK | 25 KVA | 478
613 | Damoh | Damoh North | Hinota | HINOTA | 11 KV Bhaisa DL | Karaiya Joshi | SCHOOL KE SAMNE HARDUA SADAK | 25 KVA | 475
614 | Damoh | Damoh North | Hinota | HINOTA | 11 KV Bhaisa DL | Harduwa sadak | CHAKKI WALA GHUTARIYA | 25 KVA | 440
615 | Damoh | Damoh North | Hinota | HINOTA | 11 KV Bhaisa DL | Harduwa sadak | MANNU KE SAMNE GHUTARIYA | 25 KVA | 435
616 | Damoh | Damoh North | Hinota | HINOTA | 11 KV Bhaisa DL | Nimarmunda | DUKAN KE PAS GHUTARIYA | 25 KVA | 431
617 | Damoh | Damoh North | Hinota | HINOTA | 11 KV Bhaisa DL | Ghutariya | 25 KVA ROAD KE PAS GHURKHERA | 25 KVA | 398
618 | Damoh | Damoh North | Hinota | HINOTA | 11 KV Bhaisa DL | Ghur Kheda | GHURKHEDA SAKOR | 25 KVA | 380
619 | Damoh | Damoh North | Hinota | HINOTA | 11 KV Bhaisa DL | Padri Bhagant | SUNDER KE PAS SAKOR | 25 KVA | 366
620 | Damoh | Damoh North | Hinota | HINOTA | 11 KV Bhaisa DL | Padri Bhagant | HARIJAN BASTI | 25 KVA | 365
621 | Damoh | Damoh North | Hinota | HINOTA | 11 KV Bhaisa DL | Sakor | HARIJAN BASTI PADRI | 25 KVA | 327
622 | Damoh | Damoh North | Hinota | HINOTA | 11 KV Bhaisa DL | Ghur Kheda | BHAISA BALEH ROD | 25 KVA | 317
623 | Damoh | Damoh North | Hinota | HINOTA | 11 KV Bhaisa DL | Ghur Kheda | BASTI PADRI BHAGUNT | 25 KVA | 316
624 | Damoh | Damoh North | Hinota | HINOTA | 11 KV Bhaisa DL | Ghur Kheda | 100 KVA GAV KE PAS SAKOR | 100 KVA | 315
625 | Damoh | Damoh North | Hinota | HINOTA | 11 KV Bhaisa DL | Ghur Kheda | PHE SAKOR | 25 KVA | 306
626 | Damoh | Damoh North | Hinota | HINOTA | 11 KV Bhaisa DL | Ghur Kheda | BASTI SAKOR | 63 KVA | 301
627 | Damoh | Damoh North | Hinota | HINOTA | 11 KV Bhaisa DL | Ghur Kheda | SHIV MANDIR SAKOR | 25 KVA | 300
628 | Damoh | Damoh North | Hinota | HINOTA | 11 KV Bhaisa DL | Majhguwan Aman | RANEH ROAD PIPARIYA KIRAN | 25 KVA | 904
629 | Damoh | Damoh North | Hinota | HINOTA | 11 KV Bhaisa DL | Majhguwan Aman | MANDIR PATEL MUHALLA PIPARIYA KIRAN | 25 KVA | 900
630 | Damoh | Damoh North | Hinota | HINOTA | 11 KV Bhaisa DL | Pipariya Kirau | HARIJAN BASTI PIAPRIYA KIRAN | 25 KVA | 898
631 | Damoh | Damoh North | Hinota | HINOTA | 11 KV Bhaisa DL | Pipariya Kirau | DEVRA TIGADDA PIPARIYA KIRAN | 63 KVA | 891
632 | Damoh | Damoh North | Hinota | HINOTA | 11 KV Bhaisa DL | Pipariya Kirau | NEAR SCHOOL PIPARIYA KIRAN | 25 KVA | 888
633 | Damoh | Damoh North | Hinota | HINOTA | 11 KV Bhaisa DL | Pipariya Kirau | 25 KVA GAV KE PAS NIMURMUNDA | 25 KVA | 887
634 | Damoh | Damoh North | Hinota | HINOTA | 11 KV Bhaisa DL | Abda | GRAM PANCHAYAT WALA DEVRA JAMSA | 25 KVA | 883
635 | Damoh | Damoh North | Hinota | HINOTA | 11 KV Bhaisa DL | Abda | PATEL MUHALLA | 25 KVA | 879
636 | Damoh | Damoh North | Hinota | HINOTA | 11 KV Bhaisa DL | Abda | ADIWASI BASTI DEVRA JAMASA | 25 KVA | 878
637 | Damoh | Damoh North | Hinota | HINOTA | 11 KV Bhaisa DL | Abda | DEVRA PULIYA WALA | 100 KVA | 875
638 | Damoh | Damoh North | Hinota | HINOTA | 11 KV Bhaisa DL | Abda | 25 KVA PANCHAYAT KE PAS DEVRA | 25 KVA | 872
639 | Damoh | Damoh North | Hinota | HINOTA | 11 KV Bhaisa DL | Abda | ABDA BASTI | 25 KVA | 866
640 | Damoh | Damoh North | Hinota | HINOTA | 11 KV Bhaisa DL | Abda | 25 KVA SCHOOL KE PAS DEVRA | 25 KVA | 864
641 | Damoh | Damoh North | Hinota | HINOTA | 11 KV Bhaisa DL | Abda | 25 KVA MANDIR PAS BHAISA | 25 KVA | 858
642 | Damoh | Damoh North | Hinota | HINOTA | 11 KV Bhaisa DL | Abda | BHUNGUAN BASTI | 25 KVA | 857
643 | Damoh | Damoh North | Hinota | HINOTA | 11 KV Bhaisa DL | Abda | 25 KVA GAV KE PAS BHAISA | 25 KVA | 855
644 | Damoh | Damoh North | Hinota | HINOTA | 11 KV Bhaisa DL | Abda | HIGH SCHOOL PAS BHAISA | 25 KVA | 850
645 | Damoh | Damoh North | Hinota | HINOTA | 11 KV Bhaisa DL | Abda | 25 KVA BASTI DEVRA | 25 KVA | 849
646 | Damoh | Damoh North | Madiyado | BHILONI | 11 KV Bhiloni DL | Nayagaon | YADAV TAPARIYA WALA | 25 KVA | 1108
647 | Damoh | Damoh North | Madiyado | BHILONI | 11 KV Bhiloni DL | Nayagaon | BHIND TAPARIYA WALA | 25 KVA | 1098
648 | Damoh | Damoh North | Madiyado | BHILONI | 11 KV Bhiloni DL | Nayagaon | DUMMAN HAAR WALA | 25 KVA | 1085
649 | Damoh | Damoh North | Madiyado | BHILONI | 11 KV Bhiloni DL | Nayagaon | KHADERA MATA WALA | 25 KVA | 1077
650 | Damoh | Damoh North | Madiyado | BHILONI | 11 KV Bhiloni DL | Dugrupura | BHESA TIGDDA WALA | 25 KVA | 1066
651 | Damoh | Damoh North | Madiyado | BHILONI | 11 KV Bhiloni DL | Bhiloni | DILLAN WALA | 25 KVA | 1040
652 | Damoh | Damoh North | Madiyado | BHILONI | 11 KV Bhiloni DL | Bhiloni | BHILONI WATER BOX WALA | 25 KVA | 1019
653 | Damoh | Damoh North | Madiyado | BHILONI | 11 KV Bhiloni DL | Bhiloni | BHILONI SOCITY WALA 2 | 25 KVA | 1011
654 | Damoh | Damoh North | Madiyado | BHILONI | 11 KV Bhiloni DL | Bhiloni | BHILONI SOCITY WALA 1 | 25 KVA | 1010
655 | Damoh | Damoh North | Madiyado | BHILONI | 11 KV Bhiloni DL | Bhiloni | HIGH SCHOOL BHILONI | 25 KVA | 1009
656 | Damoh | Damoh North | Madiyado | BHILONI | 11 KV Bhiloni DL | Bhiloni | BHILONI PANCHAYAT WALA | 25 KVA | 998
657 | Damoh | Damoh North | Madiyado | BHILONI | 11 KV Bhiloni DL | Bhiloni | BHILONI BASTI WALA 2 | 25 KVA | 996
658 | Damoh | Damoh North | Madiyado | BHILONI | 11 KV Bhiloni DL | Bhiloni | BHILONI RELIANCE TOWER WALA | 25 KVA | 995
659 | Damoh | Damoh North | Madiyado | BHILONI | 11 KV Bhiloni DL | Bhiloni | BHILONI TOWER IDEA WALA | 25 KVA | 992
660 | Damoh | Damoh North | Madiyado | BHILONI | 11 KV Bhiloni DL | Bhiloni | BHILONI BASTI WALA 1 | 25 KVA | 989
661 | Damoh | Damoh North | Madiyado | BHILONI | 11 KV Bhiloni DL | Bhiloni | BUS STAND SCHOOL K PICHE WALA | 25 KVA | 986
662 | Damoh | Damoh North | Madiyado | BHILONI | 11 KV Bhiloni DL | Bhiloni | DUMMAN CHAKKI WALA | 25 KVA | 979
663 | Damoh | Damoh North | Madiyado | BHILONI | 11 KV Bhiloni DL | Bhiloni | KHARRA PULL WALA | 25 KVA | 978
664 | Damoh | Damoh North | Madiyado | BHILONI | 11 KV Bhiloni DL | Bhiloni | ANNU WALA | 25 KVA | 974
665 | Damoh | Damoh North | Madiyado | BHILONI | 11 KV Bhiloni DL | Bhiloni | BSNL TOWER KHAMARIYA | 25 KVA | 960
666 | Damoh | Damoh North | Madiyado | BHILONI | 11 KV Bhiloni DL | Khamariya | BADGUJAR WALA | 25 KVA | 956
667 | Damoh | Damoh North | Madiyado | BHILONI | 11 KV Bhiloni DL | Bhiloni | KALU KHAMARIYA WALA | 25 KVA | 951
668 | Damoh | Damoh North | Madiyado | BHILONI | 11 KV Bhiloni DL | Bhiloni | KHAMARIYA PANCHAYAT WALA | 25 KVA | 937
669 | Damoh | Damoh North | Madiyado | BHILONI | 11 KV Bhiloni DL | Bhiloni | BABA JU WALA KHAMARIYA | 100 KVA | 931
670 | Damoh | Damoh North | Madiyado | BHILONI | 11 KV Bhiloni DL | Bhiloni | CHOURISYA WALA | 25 KVA | 927
671 | Damoh | Damoh North | Madiyado | BHILONI | 11 KV Bhiloni DL | Bhiloni | SUNA KACHRA WALA | 25 KVA | 921
672 | Damoh | Damoh North | Madiyado | BHILONI | 11 KV Bhiloni DL | Bhiloni | ISLAMPURA WALA | 25 KVA | 903
673 | Damoh | Damoh North | Madiyado | BHILONI | 11 KV Bhiloni DL | Bhiloni | PUSPENDRA WALA | 25 KVA | 882
674 | Damoh | Damoh North | Madiyado | BHILONI | 11 KV Bhiloni DL | Bhiloni | KHAMRIYA HARIJAN WALA | 25 KVA | 879
675 | Damoh | Damoh North | Madiyado | BHILONI | 11 KV Bhiloni DL | NO VILLAGE FOUND | DTR NOT TAGGED | 25 KVA | 850
676 | Damoh | Damoh North | Madiyado | BHILONI | 11 KV Bhiloni DL | Dhuma | KUTWAR WALI | 25 KVA | 845
677 | Damoh | Damoh North | Madiyado | BHILONI | 11 KV Bhiloni DL | Jhamar Fatehpur | CHINNU TAPARIYA | 25 KVA | 834
678 | Damoh | Damoh North | Madiyado | BHILONI | 11 KV Bhiloni DL | Jhamar Fatehpur | MUKESH PATEL MAHEDIYA | 25 KVA | 820
679 | Damoh | Damoh North | Madiyado | BHILONI | 11 KV Bhiloni DL | Chakarda | SHARDA WALA | 63 KVA | 790
680 | Damoh | Damoh North | Madiyado | BHILONI | 11 KV Bhiloni DL | Chakarda | OLD WATER BOX WALA | 25 KVA | 785
681 | Damoh | Damoh North | Madiyado | BHILONI | 11 KV Bhiloni DL | Chakarda | IMRAN WALA | 25 KVA | 782
682 | Damoh | Damoh North | Madiyado | BHILONI | 11 KV Bhiloni DL | Chakarda | BRAJESH WALA | 25 KVA | 777
683 | Damoh | Damoh North | Madiyado | BHILONI | 11 KV Bhiloni DL | Chakarda | PRAKAH WALA | 25 KVA | 775
684 | Damoh | Damoh North | Madiyado | BHILONI | 11 KV Bhiloni DL | Chakarda | OMKAR WALA | 25 KVA | 765
685 | Damoh | Damoh North | Madiyado | BHILONI | 11 KV Bhiloni DL | Chakarda | DEVLAI ROAD KACHHI MUHHALA | 25 KVA | 761
686 | Damoh | Damoh North | Madiyado | BHILONI | 11 KV Bhiloni DL | Chakarda | NATTHU LAMBARDAR | 25 KVA | 745
687 | Damoh | Damoh North | Madiyado | BHILONI | 11 KV Bhiloni DL | Chakarda | DEVRI BASTI | 100 KVA | 742
688 | Damoh | Damoh North | Madiyado | BHILONI | 11 KV Bhiloni DL | Chakarda | MASHAN WALA | 25 KVA | 740
689 | Damoh | Damoh North | Madiyado | BHILONI | 11 KV Bhiloni DL | Chakarda | CHAKERDA HARIJAN WALA | 25 KVA | 737
690 | Damoh | Damoh North | Madiyado | BHILONI | 11 KV Bhiloni DL | Chakarda | MAHAKAL WALA | 25 KVA | 730
691 | Damoh | Damoh North | Madiyado | BHILONI | 11 KV Bhiloni DL | Chakarda | MASHAN WALA CHAKERDA | 25 KVA | 724
692 | Damoh | Damoh North | Madiyado | BHILONI | 11 KV Bhiloni DL | Chakarda | BABLU CHHAKI WALA | 25 KVA | 712
693 | Damoh | Damoh North | Madiyado | BHILONI | 11 KV Bhiloni DL | Deori Fatehpur | BHAWANDAS DEVRI MOTA | 25 KVA | 682
694 | Damoh | Damoh North | Madiyado | BHILONI | 11 KV Bhiloni DL | Nayagaon | KHILAN SING WALA | 25 KVA | 1122
695 | Damoh | Damoh North | Madiyado | BHILONI | 11 KV Bhiloni DL | Nayagaon | HARIJAN BASTI DUNGRUPURA | 25 KVA | 1139
696 | Damoh | Damoh North | Madiyado | BHILONI | 11 KV Bhiloni DL | Dugrupura | JAMDERA HAAR WALA | 25 KVA | 1154
697 | Damoh | Damoh North | Madiyado | BHILONI | 11 KV Bhiloni DL | NO VILLAGE FOUND | DTR NOT TAGGED | 25 KVA | 1157
698 | Damoh | Damoh North | Madiyado | BHILONI | 11 KV Bhiloni DL | NO VILLAGE FOUND | DTR NOT TAGGED | 25 KVA | 1159
699 | Damoh | Damoh North | Madiyado | BHILONI | 11 KV Bhiloni DL | NO VILLAGE FOUND | DTR NOT TAGGED | 25 KVA | 1161
700 | Damoh | Damoh North | Madiyado | BHILONI | 11 KV Bhiloni DL | NO VILLAGE FOUND | DTR NOT TAGGED | 25 KVA | 1163
701 | Damoh | Damoh North | Madiyado | BHILONI | 11 KV Bhiloni DL | NO VILLAGE FOUND | DTR NOT TAGGED | 25 KVA | 1176
702 | Damoh | Damoh North | Madiyado | BHILONI | 11 KV Bhiloni DL | NO VILLAGE FOUND | DTR NOT TAGGED | 25 KVA | 1181
703 | Damoh | Damoh North | Madiyado | MADIYADO | 11 KV Amjhir DL | NO VILLAGE FOUND | DTR NOT TAGGED | 25 KVA | 777
704 | Damoh | Damoh North | Madiyado | MADIYADO | 11 KV Amjhir DL | NO VILLAGE FOUND | DTR NOT TAGGED | 100 KVA | 773
705 | Damoh | Damoh North | Madiyado | MADIYADO | 11 KV Amjhir DL | NO VILLAGE FOUND | DTR NOT TAGGED | 25 KVA | 771
706 | Damoh | Damoh North | Madiyado | MADIYADO | 11 KV Amjhir DL | NO VILLAGE FOUND | DTR NOT TAGGED | 25 KVA | 767
707 | Damoh | Damoh North | Madiyado | MADIYADO | 11 KV Amjhir DL | NO VILLAGE FOUND | DTR NOT TAGGED | 25 KVA | 757
708 | Damoh | Damoh North | Madiyado | MADIYADO | 11 KV Amjhir DL | NO VILLAGE FOUND | DTR NOT TAGGED | 25 KVA | 743
709 | Damoh | Damoh North | Madiyado | MADIYADO | 11 KV Amjhir DL | NO VILLAGE FOUND | DTR NOT TAGGED | 25 KVA | 734
710 | Damoh | Damoh North | Madiyado | MADIYADO | 11 KV Amjhir DL | Patan | YADAV TOLA 2 PATAN | 25 KVA | 733
711 | Damoh | Damoh North | Madiyado | MADIYADO | 11 KV Amjhir DL | Patan | YADAV TOLA 1 PATAN | 25 KVA | 723
712 | Damoh | Damoh North | Madiyado | MADIYADO | 11 KV Amjhir DL | Patan | ADIVASHI TOLA PATAN | 63 KVA | 706
713 | Damoh | Damoh North | Madiyado | MADIYADO | 11 KV Amjhir DL | bhur Kheda | KARIBARA BASTI WALA | 25 KVA | 629
714 | Damoh | Damoh North | Madiyado | MADIYADO | 11 KV Amjhir DL | Ghoghara | DHULKHEDA BASTI WALA | 25 KVA | 584
715 | Damoh | Damoh North | Madiyado | MADIYADO | 11 KV Amjhir DL | Ghoghara | MAJRA BASTI WALA | 25 KVA | 569
716 | Damoh | Damoh North | Madiyado | MADIYADO | 11 KV Amjhir DL | Ghoghara | JUNERI BASTI WALA | 25 KVA | 563
717 | Damoh | Damoh North | Madiyado | MADIYADO | 11 KV Amjhir DL | Kalkuwa | GHOGRA BASTI WALA | 25 KVA | 526
718 | Damoh | Damoh North | Madiyado | MADIYADO | 11 KV Amjhir DL | Kalkuwa | KALKUA BASTI WALA | 25 KVA | 507
719 | Damoh | Damoh North | Madiyado | MADIYADO | 11 KV Amjhir DL | Kalkuwa | BASTI WALA UDAIPURA | 63 KVA | 491
720 | Damoh | Damoh North | Madiyado | MADIYADO | 11 KV Amjhir DL | Udaipura | BASTI WALA BACHHAMA | 63 KVA | 455
721 | Damoh | Damoh North | Madiyado | MADIYADO | 11 KV Amjhir DL | Udaipura | KISHANPURA BASTI WALA | 25 KVA | 452
722 | Damoh | Damoh North | Madiyado | MADIYADO | 11 KV Amjhir DL | Udaipura | RELIANCE JIO WALA BACHAMA | 25 KVA | 436
723 | Damoh | Damoh North | Madiyado | MADIYADO | 11 KV Amjhir DL | Madanpura | DAHAPURA BASTI WALA | 25 KVA | 426
724 | Damoh | Damoh North | Madiyado | MADIYADO | 11 KV Amjhir DL | Madanpura | SHYAMARSHINGI BASTI WALA | 63 KVA | 409
725 | Damoh | Damoh North | Madiyado | MADIYADO | 11 KV Amjhir DL | Dhauriya | MADANPURA BASTI WALA | 25 KVA | 401
726 | Damoh | Damoh North | Madiyado | MADIYADO | 11 KV Amjhir DL | Karkoi | NEW MARUTI WALA COLONY 2 | 25 KVA | 341
727 | Damoh | Damoh North | Madiyado | MADIYADO | 11 KV Amjhir DL | Karkoi | KARKOI BASTI WALA | 25 KVA | 324
728 | Damoh | Damoh North | Madiyado | MADIYADO | 11 KV Amjhir DL | Karkoi | COLONY WALA TALGAOUN | 25 KVA | 311
729 | Damoh | Damoh North | Madiyado | MADIYADO | 11 KV Amjhir DL | Karkoi | SCHOOL WALI TALGAOUN | 25 KVA | 303
730 | Damoh | Damoh North | Madiyado | MADIYADO | 11 KV Amjhir DL | Amjhir | RELIANCE TOWER AMJHIR | 25 KVA | 299
731 | Damoh | Damoh North | Madiyado | MADIYADO | 11 KV Amjhir DL | Amjhir | SCHOOL WALA | 25 KVA | 276
732 | Damoh | Damoh North | Madiyado | MADIYADO | 11 KV Amjhir DL | Amjhir | BANAJRA TOLA WALA | 25 KVA | 271
733 | Damoh | Damoh North | Madiyado | MADIYADO | 11 KV Amjhir DL | Puranakheda | BANJARA TOLA WALA | 25 KVA | 182
734 | Damoh | Damoh North | Madiyado | MADIYADO | 11 KV Amjhir DL | Tigra Fatehpur | TIGRA SCHOOL WALA | 25 KVA | 174
735 | Damoh | Damoh North | Madiyado | MADIYADO | 11 KV Amjhir DL | Tigra Fatehpur | BHAMA WALA MAIN ROD WALA | 25 KVA | 161
736 | Damoh | Damoh North | Madiyado | MADIYADO | 11 KV Amjhir DL | Tigra Fatehpur | TIGRA BASTI 1 | 25 KVA | 136
737 | Damoh | Damoh North | Madiyado | MADIYADO | 11 KV Amjhir DL | Tigra Fatehpur | MURARI WALA | 25 KVA | 122
738 | Damoh | Damoh North | Madiyado | MADIYADO | 11 KV Amjhir DL | Deolai | LACHHU PATEL WALI AG | 25 KVA | 107
739 | Damoh | Damoh North | Madiyado | MADIYADO | 11 KV Amjhir DL | Deolai | RODWALI NEW SHIVPUR | 25 KVA | 106
740 | Damoh | Damoh North | Madiyado | MADIYADO | 11 KV Amjhir DL | Deolai | RATANPURA ADIVASHI TOLA | 25 KVA | 101
741 | Damoh | Damoh North | Madiyado | MADIYADO | 11 KV Amjhir DL | Shivpur | LUDIYA TOLA WALA | 25 KVA | 98
742 | Damoh | Damoh North | Madiyado | MADIYADO | 11 KV Amjhir DL | Shivpur | MAIB BASTI WALA SHIVPUR | 25 KVA | 89
743 | Damoh | Damoh North | Madiyado | MADIYADO | 11 KV Amjhir DL | Shivpur | PHE WALA SHIVPUR | 25 KVA | 87
744 | Damoh | Damoh North | Madiyado | MADIYADO | 11 KV Amjhir DL | Deolai | AJAY RAJPUT WALA AG | 25 KVA | 79
745 | Damoh | Damoh North | Madiyado | MADIYADO | 11 KV Amjhir DL | Shivpur | KETAR SEN WALA AG | 25 KVA | 73
746 | Damoh | Damoh North | Madiyado | MADIYADO | 11 KV Amjhir DL | Shivpur | PLANT WALA DTR NEW | 100 KVA | 59
747 | Damoh | Damoh North | Madiyado | MADIYADO | 11 KV Amjhir DL | Puranakheda | DANE BABA WALI NEW | 25 KVA | 38
748 | Damoh | Damoh North | Madiyado | MADIYADO | 11 KV Amjhir DL | NO VILLAGE FOUND | DTR NOT TAGGED | 25 KVA | 780
749 | Damoh | Damoh North | Madiyado | MADIYADO | 11 KV Amjhir DL | NO VILLAGE FOUND | DTR NOT TAGGED | 25 KVA | 782
750 | Damoh | Damoh North | Madiyado | MADIYADO | 11 KV Amjhir DL | NO VILLAGE FOUND | DTR NOT TAGGED | 25 KVA | 783
751 | Damoh | Damoh North | Madiyado | MADIYADO | 11 KV Amjhir DL | NO VILLAGE FOUND | DTR NOT TAGGED | 25 KVA | 784
752 | Damoh | Damoh North | Narsingarh | NARSINGARH | 11 KV Sitanagar DL | Pipariya Misar | BASTI1 | 25 KVA | 382
753 | Damoh | Damoh North | Narsingarh | NARSINGARH | 11 KV Sitanagar DL | Madhkola | TAPARIYA | 25 KVA | 372
754 | Damoh | Damoh North | Narsingarh | NARSINGARH | 11 KV Sitanagar DL | Madhkola | MADKOLE WALA | 25 KVA | 334
755 | Damoh | Damoh North | Narsingarh | NARSINGARH | 11 KV Sitanagar DL | Sita Nagar | SHYAMPURA MOHALLA | 25 KVA | 306
756 | Damoh | Damoh North | Narsingarh | NARSINGARH | 11 KV Sitanagar DL | Sita Nagar | HARIJAN MOHALLA | 25 KVA | 297
757 | Damoh | Damoh North | Narsingarh | NARSINGARH | 11 KV Sitanagar DL | Sita Nagar | TALA WALA | 100 KVA | 293
758 | Damoh | Damoh North | Narsingarh | NARSINGARH | 11 KV Sitanagar DL | Sita Nagar | SITANAGAR BASTI 3 | 25 KVA | 286
759 | Damoh | Damoh North | Narsingarh | NARSINGARH | 11 KV Sitanagar DL | Sita Nagar | TOWER 1 | 25 KVA | 285
760 | Damoh | Damoh North | Narsingarh | NARSINGARH | 11 KV Sitanagar DL | Sita Nagar | TOWER 2 | 25 KVA | 284
761 | Damoh | Damoh North | Narsingarh | NARSINGARH | 11 KV Sitanagar DL | Sita Nagar | BSNL WALA | 25 KVA | 279
762 | Damoh | Damoh North | Narsingarh | NARSINGARH | 11 KV Sitanagar DL | Sita Nagar | SITANAGAR BASTI 3 | 25 KVA | 268
763 | Damoh | Damoh North | Narsingarh | NARSINGARH | 11 KV Sitanagar DL | Sita Nagar | SCHOOL WALA | 25 KVA | 266
764 | Damoh | Damoh North | Narsingarh | NARSINGARH | 11 KV Sitanagar DL | Sita Nagar | SITANAGAR BASTI 1 | 25 KVA | 252
765 | Damoh | Damoh North | Narsingarh | NARSINGARH | 11 KV Sitanagar DL | Bijori Sirsiya | 25 KVA RANGIR GOUSHALA | 100 KVA | 216
766 | Damoh | Damoh North | Narsingarh | NARSINGARH | 11 KV Sitanagar DL | Bijori Sirsiya | 25 KVA RANGIR TALAIYA WALA | 25 KVA | 209
767 | Damoh | Damoh North | Narsingarh | NARSINGARH | 11 KV Sitanagar DL | Rangir | 100 KVA RANGIR BASTI | 63 KVA | 163
768 | Damoh | Damoh North | Narsingarh | NARSINGARH | 11 KV Sitanagar DL | Rangir | 25 KVA RANGIR SCHOOL WALA | 16 KVA | 156
769 | Damoh | Damoh North | Narsingarh | NARSINGARH | 11 KV Sitanagar DL | Kalyanpura | 25 KVA KALYANPURA HARIJAN BASTI | 16 KVA | 143
770 | Damoh | Damoh North | Narsingarh | NARSINGARH | 11 KV Sitanagar DL | Kalyanpura | 25 KVA SCHOOL WALA | 16 KVA | 139
771 | Damoh | Damoh North | Narsingarh | NARSINGARH | 11 KV Sitanagar DL | Kalyanpura | 25 KVA KALYANPURA PADAM | 25 KVA | 129
772 | Damoh | Damoh North | Narsingarh | NARSINGARH | 11 KV Sitanagar DL | Khejra Kalan | 25 KVA PATPARA 2 | 16 KVA | 113
773 | Damoh | Damoh North | Narsingarh | NARSINGARH | 11 KV Sitanagar DL | Jhira | 25 KVA SCHOOL WALA | 25 KVA | 105
774 | Damoh | Damoh North | Narsingarh | NARSINGARH | 11 KV Sitanagar DL | Kalyanpura | PIPRI TRIGADDA WLA | 25 KVA | 78
775 | Damoh | Damoh North | Narsingarh | NARSINGARH | 11 KV Sitanagar DL | Kalyanpura | 25 KVA KALYANPURA BASTI | 25 KVA | 74
776 | Damoh | Damoh North | Narsingarh | NARSINGARH | 11 KV Sitanagar DL | Narsinghgarh (CT) | 25 KVA PHE | 25 KVA | 55
777 | Damoh | Damoh North | Narsingarh | NARSINGARH | 11 KV Sitanagar DL | Narsinghgarh (CT) | KALYANPURA BASTI | 63 KVA | 53
778 | Damoh | Damoh North | Narsingarh | NARSINGARH | 11 KV Sitanagar DL | Pipariya Misar | BASTI | 63 KVA | 398
779 | Damoh | Damoh North | Narsingarh | NARSINGARH | 11 KV Sitanagar DL | Pipariya Misar | KUTRI BAST | 63 KVA | 411
780 | Damoh | Damoh North | Narsingarh | NARSINGARH | 11 KV Sitanagar DL | Khejra Kabirpur | KUTRI BASTI | 25 KVA | 417
781 | Damoh | Damoh North | Narsingarh | NARSINGARH | 11 KV Sitanagar DL | Khejra Kabirpur | BASTI2 | 63 KVA | 430
782 | Damoh | Damoh North | Narsingarh | NARSINGARH | 11 KV Sitanagar DL | Kutri | BASTI3 | 25 KVA | 437
783 | Damoh | Damoh North | Narsingarh | NARSINGARH | 11 KV Sitanagar DL | Ghughri Misar | BASTI4 | 25 KVA | 444
784 | Damoh | Damoh North | Patera | KUDAI | 11 KV Kudai AG | NO VILLAGE FOUND | MAGOLPUR HAR | 25 KVA | 862
785 | Damoh | Damoh North | Patera | KUDAI | 11 KV Kudai AG | NO VILLAGE FOUND | KUDAI HAR | 25 KVA | 848
786 | Damoh | Damoh North | Patera | KUDAI | 11 KV Kudai AG | NO VILLAGE FOUND | KUDAI (NEELESH JAIN) | 25 KVA | 845
787 | Damoh | Damoh North | Patera | KUDAI | 11 KV Kudai AG | NO VILLAGE FOUND | MANGOLPUR 1 | 25 KVA | 842
788 | Damoh | Damoh North | Patera | KUDAI | 11 KV Kudai AG | NO VILLAGE FOUND | DTR NOT TAGGED | 25 KVA | 834
789 | Damoh | Damoh North | Patera | KUDAI | 11 KV Kudai AG | NO VILLAGE FOUND | DTR NOT TAGGED | 25 KVA | 832
790 | Damoh | Damoh North | Patera | KUDAI | 11 KV Kudai AG | NO VILLAGE FOUND | DTR NOT TAGGED | 25 KVA | 829
791 | Damoh | Damoh North | Patera | KUDAI | 11 KV Kudai AG | NO VILLAGE FOUND | DTR NOT TAGGED | 25 KVA | 826
792 | Damoh | Damoh North | Patera | KUDAI | 11 KV Kudai AG | NO VILLAGE FOUND | DTR NOT TAGGED | 25 KVA | 823
793 | Damoh | Damoh North | Patera | KUDAI | 11 KV Kudai AG | NO VILLAGE FOUND | DTR NOT TAGGED | 25 KVA | 822
794 | Damoh | Damoh North | Patera | KUDAI | 11 KV Kudai AG | NO VILLAGE FOUND | DTR NOT TAGGED | 63 KVA | 817
795 | Damoh | Damoh North | Patera | KUDAI | 11 KV Kudai AG | NO VILLAGE FOUND | DTR NOT TAGGED | 25 KVA | 809
796 | Damoh | Damoh North | Patera | KUDAI | 11 KV Kudai AG | NO VILLAGE FOUND | DTR NOT TAGGED | 25 KVA | 806
797 | Damoh | Damoh North | Patera | KUDAI | 11 KV Kudai AG | NO VILLAGE FOUND | DTR NOT TAGGED | 25 KVA | 804
798 | Damoh | Damoh North | Patera | KUDAI | 11 KV Kudai AG | NO VILLAGE FOUND | DTR NOT TAGGED | 25 KVA | 801
799 | Damoh | Damoh North | Patera | KUDAI | 11 KV Kudai AG | Chhevla | CHEWLA (CHAMAR) | 25 KVA | 798
800 | Damoh | Damoh North | Patera | KUDAI | 11 KV Kudai AG | Chhevla | CHEWLA (RATIRAM) | 25 KVA | 792
801 | Damoh | Damoh North | Patera | KUDAI | 11 KV Kudai AG | Chhevla | CHEWLA HARIJAN | 25 KVA | 790
802 | Damoh | Damoh North | Patera | KUDAI | 11 KV Kudai AG | Chhevla | CHEWLA (MADHAV) | 25 KVA | 788
803 | Damoh | Damoh North | Patera | KUDAI | 11 KV Kudai AG | Chhevla | CHEWLA ROAD | 25 KVA | 782
804 | Damoh | Damoh North | Patera | KUDAI | 11 KV Kudai AG | Jamuniya | MAGOLPUR (CHORASIYA) | 25 KVA | 780
805 | Damoh | Damoh North | Patera | KUDAI | 11 KV Kudai AG | Jamuniya | MAGOLPUR (ROAD WALA) | 25 KVA | 775
806 | Damoh | Damoh North | Patera | KUDAI | 11 KV Kudai AG | Chhevla | CHEWLA IMALIYA ROAD | 25 KVA | 769
807 | Damoh | Damoh North | Patera | KUDAI | 11 KV Kudai AG | Chhevla | MAGOLPUR (MOHAN PATEL) | 25 KVA | 765
808 | Damoh | Damoh North | Patera | KUDAI | 11 KV Kudai AG | Bangaon | PATOHA (KIRAN JAIN) | 25 KVA | 758
809 | Damoh | Damoh North | Patera | KUDAI | 11 KV Kudai AG | Bangaon | PATOHA (UMESH | 25 KVA | 755
810 | Damoh | Damoh North | Patera | KUDAI | 11 KV Kudai AG | Bangaon | PATOHA (BHAGWAT) | 25 KVA | 752
811 | Damoh | Damoh North | Patera | KUDAI | 11 KV Kudai AG | Boodhi | PATOHA (LAKHAN PATEL | 25 KVA | 746
812 | Damoh | Damoh North | Patera | KUDAI | 11 KV Kudai AG | Boodhi | PATOHA (SHIVPRASAD) | 25 KVA | 742
813 | Damoh | Damoh North | Patera | KUDAI | 11 KV Kudai AG | Boodhi | PATOHA (CHODHRI) | 25 KVA | 741
814 | Damoh | Damoh North | Patera | KUDAI | 11 KV Kudai AG | Boodhi | PATOHA (GANESH PATEL | 25 KVA | 739
815 | Damoh | Damoh North | Patera | KUDAI | 11 KV Kudai AG | Boodhi | PATOHA (VEER SINGH | 25 KVA | 738
816 | Damoh | Damoh North | Patera | KUDAI | 11 KV Kudai AG | Boodhi | PATOHA (BAIJNATH) | 25 KVA | 735
817 | Damoh | Damoh North | Patera | KUDAI | 11 KV Kudai AG | Boodhi | PATOHA(UDAY | 25 KVA | 733
818 | Damoh | Damoh North | Patera | KUDAI | 11 KV Kudai AG | Boodhi | PATOHA PRAHLAD) | 25 KVA | 726
819 | Damoh | Damoh North | Patera | KUDAI | 11 KV Kudai AG | Boodhi | PATOHA (MANNU) | 25 KVA | 722
820 | Damoh | Damoh North | Patera | KUDAI | 11 KV Kudai AG | Boodhi | PATOHA (MANNU) | 25 KVA | 719
821 | Damoh | Damoh North | Patera | KUDAI | 11 KV Kudai AG | Boodhi | PATOHA (SCHOOL) | 25 KVA | 718
822 | Damoh | Damoh North | Patera | KUDAI | 11 KV Kudai AG | Boodhi | PATOHA (DURAG SINGH | 25 KVA | 716
823 | Damoh | Damoh North | Patera | KUDAI | 11 KV Kudai AG | Boodhi | MAGOLPUR | 25 KVA | 713
824 | Damoh | Damoh North | Patera | KUDAI | 11 KV Kudai AG | Boodhi | PATOHA (VERSA SAHU | 25 KVA | 709
825 | Damoh | Damoh North | Patera | KUDAI | 11 KV Kudai AG | Boodhi | PATOHA (DUWARKA) | 25 KVA | 707
826 | Damoh | Damoh North | Patera | KUDAI | 11 KV Kudai AG | Boodhi | PATOHA DHANERAM) | 25 KVA | 705
827 | Damoh | Damoh North | Patera | KUDAI | 11 KV Kudai AG | Boodhi | PATOHA (ASHOKE PATEL | 25 KVA | 701
828 | Damoh | Damoh North | Patera | KUDAI | 11 KV Kudai AG | Boodhi | PATOHA (PRAHLAD | 25 KVA | 696
829 | Damoh | Damoh North | Patera | KUDAI | 11 KV Kudai AG | Chhevla | CHEWLA THAKUR | 25 KVA | 691
830 | Damoh | Damoh North | Patera | KUDAI | 11 KV Kudai AG | Chhevla | CHEWLA (DHANIRAM) | 25 KVA | 689
831 | Damoh | Damoh North | Patera | KUDAI | 11 KV Kudai AG | Chhevla | CHEWLA (KALURAM) | 25 KVA | 682
832 | Damoh | Damoh North | Patera | KUDAI | 11 KV Kudai AG | Chhevla | CHEWLA (LAKHAN) | 25 KVA | 676
833 | Damoh | Damoh North | Patera | KUDAI | 11 KV Kudai AG | Chhevla | CHEWLA (BHARAT) | 25 KVA | 675
834 | Damoh | Damoh North | Patera | KUDAI | 11 KV Kudai AG | Chhevla | CHEWLA NALA | 25 KVA | 671
835 | Damoh | Damoh North | Patera | KUDAI | 11 KV Kudai AG | Chhevla | CHEWLA (HARWANSH ) | 25 KVA | 666
836 | Damoh | Damoh North | Patera | KUDAI | 11 KV Kudai AG | Chhevla | CHEWLA (AADIWASI MUHALLA) | 25 KVA | 660
837 | Damoh | Damoh North | Patera | KUDAI | 11 KV Kudai AG | Chhevla | KUDAI (BABULAL) | 25 KVA | 656
838 | Damoh | Damoh North | Patera | KUDAI | 11 KV Kudai AG | Chhevla | KUDAI (PARSOTTAM) | 25 KVA | 650
839 | Damoh | Damoh North | Patera | KUDAI | 11 KV Kudai AG | Imaliya Udesha | MAGOLPUR HAR | 25 KVA | 646
840 | Damoh | Damoh North | Patera | KUDAI | 11 KV Kudai AG | Imaliya Udesha | MAGOLPUR (NIZAM) | 16 KVA | 641
841 | Damoh | Damoh North | Patera | KUDAI | 11 KV Kudai AG | Imaliya Udesha | MAGOLPUR (PALIWAL) | 25 KVA | 636
842 | Damoh | Damoh North | Patera | KUDAI | 11 KV Kudai AG | Imaliya Udesha | MAGOLPUR (TULSIRAM BEDIYA) | 16 KVA | 631
843 | Damoh | Damoh North | Patera | KUDAI | 11 KV Kudai AG | Imaliya Udesha | PATERIYA HAR | 25 KVA | 627
844 | Damoh | Damoh North | Patera | KUDAI | 11 KV Kudai AG | Imaliya Udesha | MAGOLPUR (GANESH) | 16 KVA | 623
845 | Damoh | Damoh North | Patera | KUDAI | 11 KV Kudai AG | Imaliya Udesha | MAGOLPUR (BIHARI) | 25 KVA | 620
846 | Damoh | Damoh North | Patera | KUDAI | 11 KV Kudai AG | Imaliya Udesha | PATERIYA KACHHI | 25 KVA | 613
847 | Damoh | Damoh North | Patera | KUDAI | 11 KV Kudai AG | Imaliya Udesha | MAGOLPUR (JAMNA) | 25 KVA | 609
848 | Damoh | Damoh North | Patera | KUDAI | 11 KV Kudai AG | Chhevla | MAGOLPUR (BABULAL) | 25 KVA | 603
849 | Damoh | Damoh North | Patera | KUDAI | 11 KV Kudai AG | Chhevla | PATERIYA (NAEAYAN | 25 KVA | 600
850 | Damoh | Damoh North | Patera | KUDAI | 11 KV Kudai AG | Chhevla | MAGOLPUR NALA | 25 KVA | 599
851 | Damoh | Damoh North | Patera | KUDAI | 11 KV Kudai AG | Chhevla | MAGOLPUR (GOUSHALA) | 16 KVA | 589
852 | Damoh | Damoh North | Patera | KUDAI | 11 KV Kudai AG | Chhevla | CHEWLA (PATEL) | 25 KVA | 587
853 | Damoh | Damoh North | Patera | KUDAI | 11 KV Kudai AG | Chhevla | MAGOLPUR (IMALIYA ROAD) | 25 KVA | 588
854 | Damoh | Damoh North | Patera | KUDAI | 11 KV Kudai AG | Chhevla | CHEWLA MANDIR | 25 KVA | 585
855 | Damoh | Damoh North | Patera | KUDAI | 11 KV Kudai AG | Chhevla | MAGOLPUR (NALA) | 16 KVA | 579
856 | Damoh | Damoh North | Patera | KUDAI | 11 KV Kudai AG | Chhevla | MAGOLPUR (KALU RAIKWAR) | 16 KVA | 577
857 | Damoh | Damoh North | Patera | KUDAI | 11 KV Kudai AG | Chhevla | MAGOLPUR (GOUCHAR) | 25 KVA | 573
858 | Damoh | Damoh North | Patera | KUDAI | 11 KV Kudai AG | Chhevla | KUDAI (KHEMCHANDRA JAIN) | 16 KVA | 570
859 | Damoh | Damoh North | Patera | KUDAI | 11 KV Kudai AG | Chhevla | CHEWLA NAHAR | 25 KVA | 566
860 | Damoh | Damoh North | Patera | KUDAI | 11 KV Kudai AG | Chhevla | BAMHORI GAJRAJ | 25 KVA | 560
861 | Damoh | Damoh North | Patera | KUDAI | 11 KV Kudai AG | Chhevla | BAMHORI KUDAI | 25 KVA | 556
862 | Damoh | Damoh North | Patera | KUDAI | 11 KV Kudai AG | Chhevla | MAGOLPUR (MANOJ) | 16 KVA | 550
863 | Damoh | Damoh North | Patera | KUDAI | 11 KV Kudai AG | Chhevla | KUDAI (SUMARTRANI ) | 25 KVA | 543
864 | Damoh | Damoh North | Patera | KUDAI | 11 KV Kudai AG | Chhevla | KUDAI (AHIRWAL) | 25 KVA | 541
865 | Damoh | Damoh North | Patera | KUDAI | 11 KV Kudai AG | Chhevla | MAGOLPUR (ROAD ) | 25 KVA | 538
866 | Damoh | Damoh North | Patera | KUDAI | 11 KV Kudai AG | Chhevla | MAGOLPUR (HARPRASAD ) | 25 KVA | 536
867 | Damoh | Damoh North | Patera | KUDAI | 11 KV Kudai AG | Chhevla | MAGOLPUR (GAJRAJ SINGH) | 25 KVA | 530
868 | Damoh | Damoh North | Patera | KUDAI | 11 KV Kudai AG | Chhevla | MAGOLPUR (KARAN SINGH) | 25 KVA | 524
869 | Damoh | Damoh North | Patera | KUDAI | 11 KV Kudai AG | Imaliya Udesha | MAGOLPUR (ARJUN) | 25 KVA | 522
870 | Damoh | Damoh North | Patera | KUDAI | 11 KV Kudai AG | Magolpur | KUDAI (RADARANI ATHYA) | 25 KVA | 508
871 | Damoh | Damoh North | Patera | KUDAI | 11 KV Kudai AG | Magolpur | KUAI (RAMKUMAR SHRIWASTAV) | 25 KVA | 498
872 | Damoh | Damoh North | Patera | KUDAI | 11 KV Kudai AG | Magolpur | KUDAI (MAHENDRA JAIN) | 25 KVA | 489
873 | Damoh | Damoh North | Patera | KUDAI | 11 KV Kudai AG | Magolpur | KUDAI (RAGVENDRA SHRIWASTAV) | 25 KVA | 482
874 | Damoh | Damoh North | Patera | KUDAI | 11 KV Kudai AG | Magolpur | KUDAI (VIRENDRA JAIN) | 25 KVA | 480
875 | Damoh | Damoh North | Patera | KUDAI | 11 KV Kudai AG | Magolpur | KUDAI (RAGVENDRA ) | 25 KVA | 475
876 | Damoh | Damoh North | Patera | KUDAI | 11 KV Kudai AG | Magolpur | KUDAI (RAJU SHRIWSTAV) | 25 KVA | 468
877 | Damoh | Damoh North | Patera | KUDAI | 11 KV Kudai AG | Magolpur | KUDAI (DEODONGRA ROAD) | 100 KVA | 460
878 | Damoh | Damoh North | Patera | KUDAI | 11 KV Kudai AG | Magolpur | KUDAI HAR WALA | 25 KVA | 455
879 | Damoh | Damoh North | Patera | KUDAI | 11 KV Kudai AG | Magolpur | KUDAI (MANOJ DIMHA) | 25 KVA | 452
880 | Damoh | Damoh North | Patera | KUDAI | 11 KV Kudai AG | Magolpur | KUDAI (JAIN) | 25 KVA | 448
881 | Damoh | Damoh North | Patera | KUDAI | 11 KV Kudai AG | Magolpur | KUDAI (KHET SINGH) | 25 KVA | 443
882 | Damoh | Damoh North | Patera | KUDAI | 11 KV Kudai AG | Bamhori Kudai | KUDAI (HAAR) | 25 KVA | 434
883 | Damoh | Damoh North | Patera | KUDAI | 11 KV Kudai AG | Bamhori Kudai | KUDAI (PREMOD JAIN) | 63 KVA | 430
884 | Damoh | Damoh North | Patera | KUDAI | 11 KV Kudai AG | Bamhori Kudai | KUDAI (KUNDAN) | 25 KVA | 428
885 | Damoh | Damoh North | Patera | KUDAI | 11 KV Kudai AG | Bamhori Kudai | KUDAI (NAHAR WALA) | 25 KVA | 424
886 | Damoh | Damoh North | Patera | KUDAI | 11 KV Kudai AG | Bamhori Kudai | KUDAI (PARWAT WALA) | 25 KVA | 422
887 | Damoh | Damoh North | Patera | KUDAI | 11 KV Kudai AG | Bamhori Kudai | KUDAI (KAWAR HAAR ) | 25 KVA | 419
888 | Damoh | Damoh North | Patera | KUDAI | 11 KV Kudai AG | Bamhori Kudai | KUDAI (HAR WALA) | 25 KVA | 411
889 | Damoh | Damoh North | Patera | KUDAI | 11 KV Kudai AG | Bamhori Kudai | KUDAI TAPARIYA (PARWAT) | 25 KVA | 410
890 | Damoh | Damoh North | Patera | KUDAI | 11 KV Kudai AG | Bamhori Kudai | KUDAI (DEVI BADE) | 25 KVA | 409
891 | Damoh | Damoh North | Patera | KUDAI | 11 KV Kudai AG | Bamhori Kudai | KUDAI (SHCOOLBALI HARIJAN ) | 25 KVA | 398
892 | Damoh | Damoh North | Patera | KUDAI | 11 KV Kudai AG | Bamhori Kudai | KUDAI (PAWAN JAIN) | 100 KVA | 396
893 | Damoh | Damoh North | Patera | KUDAI | 11 KV Kudai AG | Bamhori Kudai | KUDAI (ROAD) | 25 KVA | 386
894 | Damoh | Damoh North | Patera | KUDAI | 11 KV Kudai AG | Bamhori Kudai | KUDAI (PULIYA) | 25 KVA | 385
895 | Damoh | Damoh North | Patera | KUDAI | 11 KV Kudai AG | Kudai | KUDAI TAPARIYA | 25 KVA | 379
896 | Damoh | Damoh North | Patera | KUDAI | 11 KV Kudai AG | Chhevla | BAMHORI ¦(LODHI WALA) | 25 KVA | 373
897 | Damoh | Damoh North | Patera | KUDAI | 11 KV Kudai AG | Chhevla | BAMHORI (HANUMAN ) | 25 KVA | 371
898 | Damoh | Damoh North | Patera | KUDAI | 11 KV Kudai AG | Bilai | BAMHORI (TULAN SINGH) | 25 KVA | 365
899 | Damoh | Damoh North | Patera | KUDAI | 11 KV Kudai AG | Bilai | BAMHORI JAHAR | 25 KVA | 362
900 | Damoh | Damoh North | Patera | KUDAI | 11 KV Kudai AG | Bilai | BAMHORI (SUNDAR) | 25 KVA | 358
901 | Damoh | Damoh North | Patera | KUDAI | 11 KV Kudai AG | Bilai | BAMHORI (GAJRAJ) | 25 KVA | 356
902 | Damoh | Damoh North | Patera | KUDAI | 11 KV Kudai AG | Bilai | BAMHORI (KOTWAL) | 25 KVA | 355
903 | Damoh | Damoh North | Patera | KUDAI | 11 KV Kudai AG | Bilai | BAMHORI HAR | 25 KVA | 350
904 | Damoh | Damoh North | Patera | KUDAI | 11 KV Kudai AG | Bilai | BAMHORI (NALA) | 25 KVA | 348
905 | Damoh | Damoh North | Patera | KUDAI | 11 KV Kudai AG | Bilai | BAMHORI (BASANT) | 25 KVA | 344
906 | Damoh | Damoh North | Patera | KUDAI | 11 KV Kudai AG | Bilai | BAMHORI (BADI BAHU) | 25 KVA | 338
907 | Damoh | Damoh North | Patera | KUDAI | 11 KV Kudai AG | Bamhori Kudai | BAMHORI (HAJARI) | 16 KVA | 330
908 | Damoh | Damoh North | Patera | KUDAI | 11 KV Kudai AG | Bamhori Kudai | BAMHORI (NAHAR) | 25 KVA | 325
909 | Damoh | Damoh North | Patera | KUDAI | 11 KV Kudai AG | Bamhori Kudai | BAMHORI (DESHRAJ ) | 25 KVA | 322
910 | Damoh | Damoh North | Patera | KUDAI | 11 KV Kudai AG | Bamhori Kudai | BAMHORI PATEL | 25 KVA | 319
911 | Damoh | Damoh North | Patera | KUDAI | 11 KV Kudai AG | Bamhori Kudai | BAMHORI (ROAD KE PASS) | 25 KVA | 315
912 | Damoh | Damoh North | Patera | KUDAI | 11 KV Kudai AG | Bamhori Kudai | BAMHORI (AHIRWAL) | 25 KVA | 312
913 | Damoh | Damoh North | Patera | KUDAI | 11 KV Kudai AG | Bamhori Kudai | SIKARPURA (SHUKLA JEE) | 25 KVA | 300
914 | Damoh | Damoh North | Patera | KUDAI | 11 KV Kudai AG | Rewdha Kalan | SIKARPURA (ANANDI KE PASS) | 63 KVA | 290
915 | Damoh | Damoh North | Patera | KUDAI | 11 KV Kudai AG | Rewdha Kalan | SIKARPURA (LUHARI ROAD) | 100 KVA | 287
916 | Damoh | Damoh North | Patera | KUDAI | 11 KV Kudai AG | Rewdha Kalan | SIKARPURA (HAR) | 25 KVA | 284
917 | Damoh | Damoh North | Patera | KUDAI | 11 KV Kudai AG | Bamhori Kudai | SIKARPURA (MATA KE PASS) | 25 KVA | 274
918 | Damoh | Damoh North | Patera | KUDAI | 11 KV Kudai AG | Bamhori Kudai | PIPRIYA MATA KE PASS100 | 100 KVA | 268
919 | Damoh | Damoh North | Patera | KUDAI | 11 KV Kudai AG | Bamhori Kudai | SIKARPURA (ROAD WALA) | 25 KVA | 262
920 | Damoh | Damoh North | Patera | KUDAI | 11 KV Kudai AG | Bamhori Kudai | KUDAI( BIHARI SONI) | 100 KVA | 256
921 | Damoh | Damoh North | Patera | KUDAI | 11 KV Kudai AG | Shikarpura | NONE SINGH BICHUWA | 100 KVA | 255
922 | Damoh | Damoh North | Patera | KUDAI | 11 KV Kudai AG | Shikarpura | SIKARPURA HAR | 25 KVA | 249
923 | Damoh | Damoh North | Patera | KUDAI | 11 KV Kudai AG | Bamhori Kudai | KUDAI HAR | 25 KVA | 236
924 | Damoh | Damoh North | Patera | KUDAI | 11 KV Kudai AG | Bamhori Kudai | KUDAI (AAM) | 25 KVA | 232
925 | Damoh | Damoh North | Patera | KUDAI | 11 KV Kudai AG | Bamhori Kudai | KUDAI (SUNDAR) | 25 KVA | 231
926 | Damoh | Damoh North | Patera | KUDAI | 11 KV Kudai AG | Bamhori Kudai | KUDAI (NALA) | 25 KVA | 227
927 | Damoh | Damoh North | Patera | KUDAI | 11 KV Reojha Madho AG | Barkhera Bais | BARKHERA BAISH HALKI BAHU | 25 KVA | 715
928 | Damoh | Damoh North | Patera | KUDAI | 11 KV Reojha Madho AG | Barkhera Bais | BARKHERA HATTA ROAD | 25 KVA | 710
929 | Damoh | Damoh North | Patera | KUDAI | 11 KV Reojha Madho AG | Gata | GATA BASTI | 25 KVA | 670
930 | Damoh | Damoh North | Patera | KUDAI | 11 KV Reojha Madho AG | Kodiya | KODIYA TAPARIYA HAR | 63 KVA | 658
931 | Damoh | Damoh North | Patera | KUDAI | 11 KV Reojha Madho AG | Kodiya | KODIYA RAJKUMAR | 25 KVA | 655
932 | Damoh | Damoh North | Patera | KUDAI | 11 KV Reojha Madho AG | Kodiya | KODIYA HATTA ROAD | 25 KVA | 654
933 | Damoh | Damoh North | Patera | KUDAI | 11 KV Reojha Madho AG | Itwa Santosh | ITWA PATERIYA HAR | 25 KVA | 628
934 | Damoh | Damoh North | Patera | KUDAI | 11 KV Reojha Madho AG | Itwa Santosh | ITWA BADAI TOLA | 63 KVA | 608
935 | Damoh | Damoh North | Patera | KUDAI | 11 KV Reojha Madho AG | Chhewla Dube | CHEWLA PRAGILAL ATHYA | 25 KVA | 606
936 | Damoh | Damoh North | Patera | KUDAI | 11 KV Reojha Madho AG | Chhewla Dube | CHEWLA SAKTIRAJ | 25 KVA | 603
937 | Damoh | Damoh North | Patera | KUDAI | 11 KV Reojha Madho AG | Itwa Santosh | ITWA CHANPURIYA | 25 KVA | 592
938 | Damoh | Damoh North | Patera | KUDAI | 11 KV Reojha Madho AG | Itwa Santosh | ITWA TARWAR | 25 KVA | 585
939 | Damoh | Damoh North | Patera | KUDAI | 11 KV Reojha Madho AG | Itwa Santosh | ITWA RAGHUBAR SAHU | 25 KVA | 581
940 | Damoh | Damoh North | Patera | KUDAI | 11 KV Reojha Madho AG | Bamuriya Hatta | BAMYRIYA KAMALNATH | 100 KVA | 566
941 | Damoh | Damoh North | Patera | KUDAI | 11 KV Reojha Madho AG | Bamuriya Hatta | BAMURIYA MALTI | 25 KVA | 554
942 | Damoh | Damoh North | Patera | KUDAI | 11 KV Reojha Madho AG | Bamuriya Hatta | BAMURIYA MUKESH | 25 KVA | 544
943 | Damoh | Damoh North | Patera | KUDAI | 11 KV Reojha Madho AG | Bamuriya Hatta | BAMURIYA RAMKUMAR | 25 KVA | 541
944 | Damoh | Damoh North | Patera | KUDAI | 11 KV Reojha Madho AG | Bamuriya Hatta | BAMURIYA MANDIR | 25 KVA | 522
945 | Damoh | Damoh North | Patera | KUDAI | 11 KV Reojha Madho AG | Bamuriya Hatta | AMURIYA PALTUWA | 25 KVA | 512
946 | Damoh | Damoh North | Patera | KUDAI | 11 KV Reojha Madho AG | Bamuriya Hatta | BAMURIYA AKHLESH PATEL | 25 KVA | 509
947 | Damoh | Damoh North | Patera | KUDAI | 11 KV Reojha Madho AG | Bamuriya Hatta | BAMURIYA HAR | 25 KVA | 492
948 | Damoh | Damoh North | Patera | KUDAI | 11 KV Reojha Madho AG | Bamuriya Hatta | BAMURIYA SHRIRAM | 25 KVA | 490
949 | Damoh | Damoh North | Patera | KUDAI | 11 KV Reojha Madho AG | Barkhera Bais | BARKHERA BAISH (GEDA BAI) | 25 KVA | 456
950 | Damoh | Damoh North | Patera | KUDAI | 11 KV Reojha Madho AG | Barkhera Bais | BARKHERA HAR | 25 KVA | 436
951 | Damoh | Damoh North | Patera | KUDAI | 11 KV Reojha Madho AG | Barkhera Bais | BARKHERA BAISH (AAM WALE) | 100 KVA | 425
952 | Damoh | Damoh North | Patera | KUDAI | 11 KV Reojha Madho AG | Rewjha Madho | REOJHAMADAV (VIKESH) | 25 KVA | 410
953 | Damoh | Damoh North | Patera | KUDAI | 11 KV Reojha Madho AG | Rewjha Madho | REOJHAMADAV ROAD | 25 KVA | 400
954 | Damoh | Damoh North | Patera | PATERA | 11 KV Hindoriya AG | Nauwapatti Ryt. | KANWAJIYA HAAR | 25 KVA | 758
955 | Damoh | Damoh North | Patera | PATERA | 11 KV Hindoriya AG | Imaliya Patera | IMALIYA TAPARIYA HAAR | 25 KVA | 724
956 | Damoh | Damoh North | Patera | PATERA | 11 KV Hindoriya AG | Imaliya Patera | IMALIYA HAAR | 25 KVA | 713
957 | Damoh | Damoh North | Patera | PATERA | 11 KV Hindoriya AG | Imaliya Patera | IMALIYA (GRAM PANCHAYAT) | 25 KVA | 712
958 | Damoh | Damoh North | Patera | PATERA | 11 KV Hindoriya AG | Satariya | SATARIYA BELKHEDI (GOKAL PATEL) | 63 KVA | 612
959 | Damoh | Damoh North | Patera | PATERA | 11 KV Hindoriya AG | Satariya | SATARIYA HARR(MANOJ) | 100 KVA | 591
960 | Damoh | Damoh North | Patera | PATERA | 11 KV Hindoriya AG | Sarangpura | SARANGPURA ( | 100 KVA | 583
961 | Damoh | Damoh North | Patera | PATERA | 11 KV Hindoriya AG | Sarangpura | SARANGPURA (KHALAK SINGH) | 25 KVA | 577
962 | Damoh | Damoh North | Patera | PATERA | 11 KV Hindoriya AG | Sarangpura | SARANGPURA(TILAK SINGH) | 25 KVA | 571
963 | Damoh | Damoh North | Patera | PATERA | 11 KV Hindoriya AG | Sarangpura | SARANGPURA (JALAM SINGH ) | 25 KVA | 563
964 | Damoh | Damoh North | Patera | PATERA | 11 KV Hindoriya AG | Satariya | SATARIYA (BHATT MUHALLA) | 63 KVA | 539
965 | Damoh | Damoh North | Patera | PATERA | 11 KV Hindoriya AG | Satariya | SATARIYA (PUNNA PATEL) | 100 KVA | 520
966 | Damoh | Damoh North | Patera | PATERA | 11 KV Hindoriya AG | Satariya | SATARIYA (NARWAPURA AG) | 100 KVA | 515
967 | Damoh | Damoh North | Patera | PATERA | 11 KV Hindoriya AG | Belapatera | BELA HAAR | 63 KVA | 490
968 | Damoh | Damoh North | Patera | PATERA | 11 KV Hindoriya AG | Sarangpura | SARANPURA (TALAB MUHALLA) | 25 KVA | 465
969 | Damoh | Damoh North | Patera | PATERA | 11 KV Hindoriya AG | Sarangpura | SARANGPURA (HUKUM) | 25 KVA | 449
970 | Damoh | Damoh North | Patera | PATERA | 11 KV Hindoriya AG | Sarangpura | SARANGPURA (BASTI) | 25 KVA | 447
971 | Damoh | Damoh North | Patera | PATERA | 11 KV Hindoriya AG | Sarangpura | SARANPURA SCHOOL | 25 KVA | 446
972 | Damoh | Damoh North | Patera | PATERA | 11 KV Hindoriya AG | Belapatera | BARKHERA TOWAN AG | 100 KVA | 433
973 | Damoh | Damoh North | Patera | PATERA | 11 KV Hindoriya AG | Belapatera | ITWA THOWAN (SONI ) | 100 KVA | 422
974 | Damoh | Damoh North | Patera | PATERA | 11 KV Hindoriya AG | Bamanpura | BAMANPURA (JATERA HARR) | 100 KVA | 410
975 | Damoh | Damoh North | Patera | PATERA | 11 KV Hindoriya AG | Bamanpura | BAMANPURA (KAILASH JAIN) | 100 KVA | 397
976 | Damoh | Damoh North | Patera | PATERA | 11 KV Hindoriya AG | Belapatera | BARKHERA TOWAN SCHOOL | 25 KVA | 391
977 | Damoh | Damoh North | Patera | PATERA | 11 KV Hindoriya AG | Belapatera | BELA HAR | 25 KVA | 381
978 | Damoh | Damoh North | Patera | PATERA | 11 KV Hindoriya AG | Mahuna | MAHUNA HAR | 25 KVA | 372
979 | Damoh | Damoh North | Patera | PATERA | 11 KV Hindoriya AG | Bamanpura | BAMANPURA HAAR | 100 KVA | 371
980 | Damoh | Damoh North | Patera | PATERA | 11 KV Hindoriya AG | Jamuniya Tank | JAMUNIYA HAR | 25 KVA | 365
981 | Damoh | Damoh North | Patera | PATERA | 11 KV Hindoriya AG | Jamuniya Tank | JAMUNIYA TAK HAAR | 25 KVA | 354
982 | Damoh | Damoh North | Patera | PATERA | 11 KV Hindoriya AG | Jamuniya Tank | JAMUNIYA TAK (AJAY SINGH) | 25 KVA | 346
983 | Damoh | Damoh North | Patera | PATERA | 11 KV Hindoriya AG | Bamanpura | BAMANPURA (PATEL) | 25 KVA | 337
984 | Damoh | Damoh North | Patera | PATERA | 11 KV Hindoriya AG | Nandia | NADIYA (TANKE PASS AG) | 100 KVA | 320
985 | Damoh | Damoh North | Patera | PATERA | 11 KV Hindoriya AG | Khamariya Patera | KHAMARIYA (TABBU) | 100 KVA | 308
986 | Damoh | Damoh North | Patera | PATERA | 11 KV Hindoriya AG | Khamariya Patera | KHAMRIYA HAR | 25 KVA | 304
987 | Damoh | Damoh North | Patera | PATERA | 11 KV Hindoriya AG | Mahuna | MAHUNA (PACHAYAT BHAVAN) | 100 KVA | 291
988 | Damoh | Damoh North | Patera | PATERA | 11 KV Hindoriya AG | Mahuna | MAHUNA (GANESH PATEL) | 100 KVA | 287
989 | Damoh | Damoh North | Patera | PATERA | 11 KV Hindoriya AG | Mahuna | MAHUNA (PATEL WALA) | 63 KVA | 269
990 | Damoh | Damoh North | Patera | PATERA | 11 KV Hindoriya AG | Bamanpura | BAMANPURA (GEDARANI RAI) | 25 KVA | 259
991 | Damoh | Damoh North | Patera | PATERA | 11 KV Hindoriya AG | Bamanpura | BAMANPURA (VINITA BAI) | 25 KVA | 251
992 | Damoh | Damoh North | Patera | PATERA | 11 KV Hindoriya AG | Bamanpura | BAMANPURA ROAD | 25 KVA | 237
993 | Damoh | Damoh North | Patera | PATERA | 11 KV Hindoriya AG | Patera | PATERA (KAKLI NALA) | 63 KVA | 227
994 | Damoh | Damoh North | Patera | PATERA | 11 KV Hindoriya AG | Patera | PATERA (HARPRASAD CHORASIYA) | 25 KVA | 211
995 | Damoh | Damoh North | Patera | PATERA | 11 KV Hindoriya AG | Patera | PATERA (MOHAL MASAB) | 25 KVA | 196
996 | Damoh | Damoh North | Patera | PATERA | 11 KV Bilakhurd AG | Kunwarpur Patera | HARDUWA GHAT (BRAJESH) | 25 KVA | 823
997 | Damoh | Damoh North | Patera | PATERA | 11 KV Bilakhurd AG | Padri Shajapur | KUWARPURA TAPARIYA | 25 KVA | 799
998 | Damoh | Damoh North | Patera | PATERA | 11 KV Bilakhurd AG | Padri Shajapur | KUWARPUR HARIJAN MUHALLA | 25 KVA | 793
999 | Damoh | Damoh North | Patera | PATERA | 11 KV Bilakhurd AG | Padri Shajapur | KUWARPUR BASTI | 100 KVA | 788
1000 | Damoh | Damoh North | Patera | PATERA | 11 KV Bilakhurd AG | Kulawa Patera | PADRI SAHAJPUR PURWA | 63 KVA | 776
1001 | Damoh | Damoh North | Patera | PATERA | 11 KV Bilakhurd AG | Kulawa Patera | PADRI SAHAJPUR (PRENARAYAN VYAS ) | 25 KVA | 775
1002 | Damoh | Damoh North | Patera | PATERA | 11 KV Bilakhurd AG | Kulawa Patera | PASDRI SAHAJPUR SCHOOL | 25 KVA | 772
1003 | Damoh | Damoh North | Patera | PATERA | 11 KV Bilakhurd AG | Kulawa Patera | PADRI SAHAJPUR RAMADHAR KURMI | 25 KVA | 771
1004 | Damoh | Damoh North | Patera | PATERA | 11 KV Bilakhurd AG | Semra Santosh | MADIYA DEVISINGH AADIWASI MUHALLA | 63 KVA | 767
1005 | Damoh | Damoh North | Patera | PATERA | 11 KV Bilakhurd AG | Semra Santosh | MADIYA DEVISINGH ROAD WALA | 100 KVA | 763
1006 | Damoh | Damoh North | Patera | PATERA | 11 KV Bilakhurd AG | Semra Santosh | MADIYA DEVISINGH (BHOPAL SINGH) | 25 KVA | 762
1007 | Damoh | Damoh North | Patera | PATERA | 11 KV Bilakhurd AG | Semra Santosh | MADIYA DEVISINGH (KIRTI RAJPOOT) | 25 KVA | 757
1008 | Damoh | Damoh North | Patera | PATERA | 11 KV Bilakhurd AG | Semra Santosh | MADIYA DEVISINGH (MUNNILAL RAJAK) | 25 KVA | 738
1009 | Damoh | Damoh North | Patera | PATERA | 11 KV Bilakhurd AG | Semra Santosh | MADIYA DEVISINGH (MAYANK) | 25 KVA | 735
1010 | Damoh | Damoh North | Patera | PATERA | 11 KV Bilakhurd AG | Itwa Santosh | CHEWLA DUBEY MANDIR KE PASS | 25 KVA | 716
1011 | Damoh | Damoh North | Patera | PATERA | 11 KV Bilakhurd AG | Itwa Santosh | CHEWLA DUBEY GOVING VYAS | 25 KVA | 710
1012 | Damoh | Damoh North | Patera | PATERA | 11 KV Bilakhurd AG | Itwa Santosh | CHEWLA DUBEY RASOTA ROAD | 25 KVA | 707
1013 | Damoh | Damoh North | Patera | PATERA | 11 KV Bilakhurd AG | Itwa Santosh | CHEWLA DUBEY (BHOJRAJ) | 25 KVA | 688
1014 | Damoh | Damoh North | Patera | PATERA | 11 KV Bilakhurd AG | Chhewla Dube | CHEWLA DUBEY (AHIRWAL) | 25 KVA | 683
1015 | Damoh | Damoh North | Patera | PATERA | 11 KV Bilakhurd AG | Itwa Santosh | BILA KHURD AG | 25 KVA | 673
1016 | Damoh | Damoh North | Patera | PATERA | 11 KV Bilakhurd AG | Itwa Santosh | CHEWLA DUBEY MANDIR | 25 KVA | 672
1017 | Damoh | Damoh North | Patera | PATERA | 11 KV Bilakhurd AG | Itwa Santosh | CHEWLA DUBEY BASTI | 63 KVA | 671
1018 | Damoh | Damoh North | Patera | PATERA | 11 KV Bilakhurd AG | Semra Santosh | BILA KHURD (BRAJESH KUSHMARIYA) | 25 KVA | 665
1019 | Damoh | Damoh North | Patera | PATERA | 11 KV Bilakhurd AG | Madiya Devisingh | BILA KHURD (LATORE PATEL) | 25 KVA | 658
1020 | Damoh | Damoh North | Patera | PATERA | 11 KV Bilakhurd AG | Chhewla Dube | SIMRI DEVISINGH (SRINGRARANI ) | 25 KVA | 653
1021 | Damoh | Damoh North | Patera | PATERA | 11 KV Bilakhurd AG | Chhewla Dube | SIMRI DEVI SINGH (RAJARAM) | 63 KVA | 648
1022 | Damoh | Damoh North | Patera | PATERA | 11 KV Bilakhurd AG | Chhewla Dube | SIMRI DEVI SINGH (MULU) | 25 KVA | 645
1023 | Damoh | Damoh North | Patera | PATERA | 11 KV Bilakhurd AG | Bila Khurd | MADIYA DEVISINGH SCHOOL | 63 KVA | 636
1024 | Damoh | Damoh North | Patera | PATERA | 11 KV Bilakhurd AG | Bila Khurd | SIMRI DEVISINGH ROAD WALA | 25 KVA | 632
1025 | Damoh | Damoh North | Patera | PATERA | 11 KV Bilakhurd AG | Bila Khurd | SIMRI DEVISINGH (PRAKASH) | 25 KVA | 630
1026 | Damoh | Damoh North | Patera | PATERA | 11 KV Bilakhurd AG | Bila Khurd | SIMRI DEVI SINGH (LAXMAN SINGH) | 25 KVA | 629
1027 | Damoh | Damoh North | Patera | PATERA | 11 KV Bilakhurd AG | Chhewla Dube | BILA KHURD (DEVENDRA KUSHMARIYA) | 25 KVA | 609
1028 | Damoh | Damoh North | Patera | PATERA | 11 KV Bilakhurd AG | Madiya Devisingh | BILA KHURD (KAILASH PATEL) | 25 KVA | 602
1029 | Damoh | Damoh North | Patera | PATERA | 11 KV Bilakhurd AG | Chhewla Dube | BILA KHURD (DILEEP PATEL) | 25 KVA | 594
1030 | Damoh | Damoh North | Patera | PATERA | 11 KV Bilakhurd AG | Chhewla Dube | BILA KHURD (MITTHU RAJAK) | 25 KVA | 591
1031 | Damoh | Damoh North | Patera | PATERA | 11 KV Bilakhurd AG | Chhewla Dube | BILA KHURD (HAAR) | 25 KVA | 584
1032 | Damoh | Damoh North | Patera | PATERA | 11 KV Bilakhurd AG | Chhewla Dube | BILA KHURD (GANESH KUSHMARIYA) | 25 KVA | 582
1033 | Damoh | Damoh North | Patera | PATERA | 11 KV Bilakhurd AG | Chhewla Dube | BILA KHURD (KISHUNDAS) | 25 KVA | 578
1034 | Damoh | Damoh North | Patera | PATERA | 11 KV Bilakhurd AG | Madiya Devisingh | BILA KHURD (MAKUNDI RAJAK) | 25 KVA | 568
1035 | Damoh | Damoh North | Patera | PATERA | 11 KV Bilakhurd AG | Madiya Devisingh | BILA KHURD (JAGDESH ) | 25 KVA | 560
1036 | Damoh | Damoh North | Patera | PATERA | 11 KV Bilakhurd AG | Padri Shajapur | BILA KHURD (KALLA CHAMAR) | 25 KVA | 555
1037 | Damoh | Damoh North | Patera | PATERA | 11 KV Bilakhurd AG | Padri Shajapur | BILA KHURD (BALCHAND) | 25 KVA | 546
1038 | Damoh | Damoh North | Patera | PATERA | 11 KV Bilakhurd AG | Madiya Devisingh | BILA KHURD (HARISHANKAR PATEL) | 25 KVA | 544
1039 | Damoh | Damoh North | Patera | PATERA | 11 KV Bilakhurd AG | Bila Khurd | BILA KHURD (JAKIR KHAN) | 25 KVA | 543
1040 | Damoh | Damoh North | Patera | PATERA | 11 KV Bilakhurd AG | Bila Khurd | BILA KHURD (HUSAIN KHAN) | 25 KVA | 540
1041 | Damoh | Damoh North | Patera | PATERA | 11 KV Bilakhurd AG | Madiya Devisingh | BILA KHURD (MURLI DHAR) | 25 KVA | 531
1042 | Damoh | Damoh North | Patera | PATERA | 11 KV Bilakhurd AG | Madiya Devisingh | BILA KHURD (KISHUNDAS) | 63 KVA | 526
1043 | Damoh | Damoh North | Patera | PATERA | 11 KV Bilakhurd AG | Madiya Devisingh | BILA KHURD SHARDA MATA MANDIR | 25 KVA | 520
1044 | Damoh | Damoh North | Patera | PATERA | 11 KV Bilakhurd AG | Madiya Devisingh | BILA KHURD BASTI | 25 KVA | 512
1045 | Damoh | Damoh North | Patera | PATERA | 11 KV Bilakhurd AG | Madiya Devisingh | BILA KHURD BILA TIGADDA | 25 KVA | 511
1046 | Damoh | Damoh North | Patera | PATERA | 11 KV Bilakhurd AG | Madiya Devisingh | BILA KHURD JIO TOWER | 25 KVA | 507
1047 | Damoh | Damoh North | Patera | PATERA | 11 KV Bilakhurd AG | Madiya Devisingh | BILA KHURD SIMRI ROAD | 100 KVA | 503
1048 | Damoh | Damoh North | Patera | PATERA | 11 KV Bilakhurd AG | Chhewla Dube | CHEWLA DUBEY (RAMESH) | 25 KVA | 499
1049 | Damoh | Damoh North | Patera | PATERA | 11 KV Bilakhurd AG | Chhewla Dube | CHEWLA DUBEY (KHILLU) | 25 KVA | 497
1050 | Damoh | Damoh North | Patera | PATERA | 11 KV Bilakhurd AG | Chhewla Dube | CHEWLA DUBEY (SHOBHA) | 25 KVA | 493
1051 | Damoh | Damoh North | Patera | PATERA | 11 KV Bilakhurd AG | Chhewla Dube | BILA KHURD PATEL | 25 KVA | 488
1052 | Damoh | Damoh North | Patera | PATERA | 11 KV Bilakhurd AG | Chhewla Dube | BILA KHURD (PANNALAL) | 25 KVA | 484
1053 | Damoh | Damoh North | Patera | PATERA | 11 KV Bilakhurd AG | Madiya Devisingh | BILA KHURD BABLU | 25 KVA | 478
1054 | Damoh | Damoh North | Patera | PATERA | 11 KV Bilakhurd AG | Madiya Devisingh | BILA KHURD (VISHAL) | 25 KVA | 475
1055 | Damoh | Damoh North | Patera | PATERA | 11 KV Bilakhurd AG | Madiya Devisingh | BILAKHURD (JAGDESH PRASAD) | 63 KVA | 469
1056 | Damoh | Damoh North | Patera | PATERA | 11 KV Bilakhurd AG | Madiya Devisingh | BILA KHURD (GAYATRI BAI) | 25 KVA | 464
1057 | Damoh | Damoh North | Patera | PATERA | 11 KV Bilakhurd AG | Madiya Devisingh | PADRI SAHAJPUR (BAJRANG HARR) | 63 KVA | 451
1058 | Damoh | Damoh North | Patera | PATERA | 11 KV Bilakhurd AG | Pathariya Patera | PADRI SAHAJPUR (RAJJAN) | 25 KVA | 442
1059 | Damoh | Damoh North | Patera | PATERA | 11 KV Bilakhurd AG | Madiya Devisingh | SAGINI KALYAN BASTI | 63 KVA | 437
1060 | Damoh | Damoh North | Patera | PATERA | 11 KV Bilakhurd AG | Madiya Devisingh | PADRI SAHAJPUR (PREMNAYAN VYAS) | 25 KVA | 429
1061 | Damoh | Damoh North | Patera | PATERA | 11 KV Bilakhurd AG | Pathariya Patera | PADRI SAHAJPUR (DEEPESH PATEL) | 25 KVA | 425
1062 | Damoh | Damoh North | Patera | PATERA | 11 KV Bilakhurd AG | Semra Santosh | MADIYA DEVISINGH (SHAILRAJ) | 25 KVA | 420
1063 | Damoh | Damoh North | Patera | PATERA | 11 KV Bilakhurd AG | Pathariya Patera | PADRI SAHAJPUR (IMRAT ) | 25 KVA | 412
1064 | Damoh | Damoh North | Patera | PATERA | 11 KV Bilakhurd AG | Pathariya Patera | PADRI SAHPUR ( LALTA BAI ) | 25 KVA | 409
1065 | Damoh | Damoh North | Patera | PATERA | 11 KV Bilakhurd AG | Pathariya Patera | PADRI SAHAJPUR (AAM KE PASS) | 100 KVA | 398
1066 | Damoh | Damoh North | Patera | PATERA | 11 KV Bilakhurd AG | Kulawa Patera | PADRI SAHAJPUR (UMMI BAI) | 25 KVA | 389
1067 | Damoh | Damoh North | Patera | PATERA | 11 KV Bilakhurd AG | Kulawa Patera | PADRI SAHAJPUR SHANKARGADH | 25 KVA | 385
1068 | Damoh | Damoh North | Patera | PATERA | 11 KV Bilakhurd AG | Kulawa Patera | PADRI SAHAJPUR (SANTOSH) | 25 KVA | 382
1069 | Damoh | Damoh North | Patera | PATERA | 11 KV Bilakhurd AG | Kulawa Patera | PADRI SAHAJPUR (OMKAR SEN ) | 25 KVA | 377
1070 | Damoh | Damoh North | Patera | PATERA | 11 KV Bilakhurd AG | Kulawa Patera | PADRI SAHAJPUR (RAMANAND) | 25 KVA | 372
1071 | Damoh | Damoh North | Patera | PATERA | 11 KV Bilakhurd AG | Kulawa Patera | PADRI SAHAJPUR (PATEL WALA) | 25 KVA | 371
1072 | Damoh | Damoh North | Patera | PATERA | 11 KV Bilakhurd AG | Kulawa Patera | PADRI SAHAJPUR (BHESPENDRA ) | 25 KVA | 367
1073 | Damoh | Damoh North | Patera | PATERA | 11 KV Bilakhurd AG | Kulawa Patera | PADRI SAHAJPUR (PREMNARAYAN VYAS) | 25 KVA | 363
1074 | Damoh | Damoh North | Patera | PATERA | 11 KV Bilakhurd AG | Kulawa Patera | PADRI SAHAJPUR HARIJAN MUHALLA | 25 KVA | 353
1075 | Damoh | Damoh North | Patera | PATERA | 11 KV Bilakhurd AG | Kulawa Patera | PADRI SAHAJPUR BASTI | 100 KVA | 351
1076 | Damoh | Damoh North | Patera | PATERA | 11 KV Bilakhurd AG | Kulawa Patera | JAMATA (KRISHNA BAI) | 25 KVA | 341
1077 | Damoh | Damoh North | Patera | PATERA | 11 KV Bilakhurd AG | Kulawa Patera | JAMATA (SCHOOL) | 63 KVA | 335
1078 | Damoh | Damoh North | Patera | PATERA | 11 KV Bilakhurd AG | Kulawa Patera | JAMATA (NONE LAL AHIRWAL) | 25 KVA | 334
1079 | Damoh | Damoh North | Patera | PATERA | 11 KV Bilakhurd AG | Kulawa Patera | JAMATA (PUSPENDRA SINGH) | 25 KVA | 327
1080 | Damoh | Damoh North | Patera | PATERA | 11 KV Bilakhurd AG | Pathariya Patera | JAMATA (KALYAN SINGH) | 25 KVA | 322
1081 | Damoh | Damoh North | Patera | PATERA | 11 KV Bilakhurd AG | Rajabandhi | JAMATA (POOJA TAMKARKAR) | 25 KVA | 302
1082 | Damoh | Damoh North | Patera | PATERA | 11 KV Bilakhurd AG | Rajabandhi | PATHARIYA (SUNITA PATEL) | 25 KVA | 288
1083 | Damoh | Damoh North | Patera | PATERA | 11 KV Bilakhurd AG | Chaupra Patera | PATHARIYA BASTI | 100 KVA | 283
1084 | Damoh | Damoh North | Patera | PATERA | 11 KV Bilakhurd AG | Pipariya Sahni | PATHARIYA HAAR | 25 KVA | 276
1085 | Damoh | Damoh North | Patera | PATERA | 11 KV Bilakhurd AG | Khamariya Patera | CHOPRA (RAKESH PATEL) | 25 KVA | 262
1086 | Damoh | Damoh North | Patera | PATERA | 11 KV Bilakhurd AG | Khamariya Patera | CHOPRA (KHARAGRAM) | 25 KVA | 256
1087 | Damoh | Damoh North | Patera | PATERA | 11 KV Bilakhurd AG | Khamariya Patera | CHOPRA (RAMKUMAR TAMRAKAR) | 25 KVA | 252
1088 | Damoh | Damoh North | Patera | PATERA | 11 KV Bilakhurd AG | Mahuna | CHOPRA (SANJAY PALIWAL) | 25 KVA | 245
1089 | Damoh | Damoh North | Patera | PATERA | 11 KV Bilakhurd AG | Mahuna | CHOPRA (RAJESH CHOBEY) | 63 KVA | 241
1090 | Damoh | Damoh North | Patera | PATERA | 11 KV Bilakhurd AG | Mahuna | CHOPRA (KOMAL SINGH) | 25 KVA | 228
1091 | Damoh | Damoh North | Patera | PATERA | 11 KV Bilakhurd AG | Bamanpura | CHOPRA (LAKHAN PATEL) | 25 KVA | 223
1092 | Damoh | Damoh North | Patera | PATERA | 11 KV Bilakhurd AG | Bamanpura | PIPARIYA SAHNI (PALIWAL) | 63 KVA | 215
1093 | Damoh | Damoh North | Patera | PATERA | 11 KV Bilakhurd AG | Pipariya Sahni | PIPARIYA SAHNI (PAWAN) | 25 KVA | 212
1094 | Damoh | Damoh North | Patera | PATERA | 11 KV Bilakhurd AG | Chaupra Patera | RAJABANDI TIKARAM | 25 KVA | 197
1095 | Damoh | Damoh North | Patera | PATERA | 11 KV Bilakhurd AG | Chaupra Patera | RAJABANDI (TIKARAM) | 63 KVA | 193
1096 | Damoh | Damoh North | Patera | PATERA | 11 KV Bilakhurd AG | Chaupra Patera | RAJABANDI HATTA ROAD | 100 KVA | 188
1097 | Damoh | Damoh North | Patera | PATERA | 11 KV Bilakhurd AG | Pipariya Sahni | RAJABNADI (CHODRI) | 25 KVA | 186
1098 | Damoh | Damoh North | Patera | PATERA | 11 KV Bilakhurd AG | Chaupra Patera | RAJABANDI CHATRAWAS | 25 KVA | 181
1099 | Damoh | Damoh North | Patera | PATERA | 11 KV Bilakhurd AG | Chaupra Patera | RAJABANDI SCHOOL | 25 KVA | 179
1100 | Damoh | Damoh North | Patera | PATERA | 11 KV Bilakhurd AG | Pipariya Sahni | RAJABANDI SUNDAR PATEL | 25 KVA | 173
1101 | Damoh | Damoh North | Patera | PATERA | 11 KV Bilakhurd AG | Pati Khurd | SANDA BASTI | 25 KVA | 924
1102 | Damoh | Damoh North | Patera | PATERA | 11 KV Bilakhurd AG | Pati Khurd | NAYAGAW PREETAM PATEL | 100 KVA | 919
1103 | Damoh | Damoh North | Patera | PATERA | 11 KV Bilakhurd AG | Kota | NAYAGAW SCHOOL | 63 KVA | 913
1104 | Damoh | Damoh North | Patera | PATERA | 11 KV Bilakhurd AG | Rawjhaghat | SANDA (BRAJENDRA KHAGAR) | 25 KVA | 893
1105 | Damoh | Damoh North | Patera | PATERA | 11 KV Bilakhurd AG | Rawjhaghat | NAYAGAW (TOTARAM DUBEY) | 25 KVA | 882
1106 | Damoh | Damoh North | Patera | PATERA | 11 KV Bilakhurd AG | Rawjhaghat | NAYAGAW (JULEKHA KHAN) | 25 KVA | 878
1107 | Damoh | Damoh North | Patera | PATERA | 11 KV Bilakhurd AG | Rawjhaghat | NAYAGAW (DASHRATH SAHU) | 25 KVA | 876
1108 | Damoh | Damoh North | Patera | PATERA | 11 KV Bilakhurd AG | Purwa Patera | NAYAGAW (HEMANT PATEL) | 25 KVA | 865
1109 | Damoh | Damoh North | Patera | PATERA | 11 KV Bilakhurd AG | Purwa Patera | MUDA (AJAY KHARE) | 63 KVA | 852
1110 | Damoh | Damoh North | Patera | PATERA | 11 KV Bilakhurd AG | Purwa Patera | MUDA BASTI | 100 KVA | 849
1111 | Damoh | Damoh North | Patera | PATERA | 11 KV Bilakhurd AG | Kunwarpur Patera | HARGUWA GHAT MAHRAJ | 25 KVA | 834
1112 | Damoh | Damoh North | Patera | PATERA | 11 KV Bilakhurd AG | Sagoni Kalyan | HARDUWA GHAT AG | 25 KVA | 831
1113 | Damoh | Damoh North | Patera | PATERA | 11 KV Bilakhurd AG | Pati Khurd | SANDA WW | 25 KVA | 928
1114 | Damoh | Damoh North | Patera | PATERA | 11 KV Bilakhurd AG | Rawjhaghat | NAYAGAW (ANTOSH PATEL) | 25 KVA | 937
1115 | Damoh | Damoh North | Patera | PATERA | 11 KV Bilakhurd AG | Jamata | MUWARI (UMAKANT PATEL) | 25 KVA | 945
1116 | Damoh | Damoh North | Patera | KUNDALPUR | 11 KV FATEHPUR AG | Neguwan | KAUWA KHO HARIJAN | 25 KVA | 2998
1117 | Damoh | Damoh North | Patera | KUNDALPUR | 11 KV FATEHPUR AG | Neguwan | NEHGUWA AADIWASI | 63 KVA | 2995
1118 | Damoh | Damoh North | Patera | KUNDALPUR | 11 KV FATEHPUR AG | Neguwan | KAUWA KHO AASIWASI | 25 KVA | 2994
1119 | Damoh | Damoh North | Patera | KUNDALPUR | 11 KV FATEHPUR AG | Neguwan | KAUWA KHO SCHOOL | 25 KVA | 2977
1120 | Damoh | Damoh North | Patera | KUNDALPUR | 11 KV FATEHPUR AG | Neguwan | KAUWA KHO BASTI | 25 KVA | 2969
1121 | Damoh | Damoh North | Patera | KUNDALPUR | 11 KV FATEHPUR AG | Kauwakhoh | KAJRA MAFI BASTI | 25 KVA | 2951
1122 | Damoh | Damoh North | Patera | KUNDALPUR | 11 KV FATEHPUR AG | Mahguwan Patera | MEHGUWA (MAGGA) | 100 KVA | 2941
1123 | Damoh | Damoh North | Patera | KUNDALPUR | 11 KV FATEHPUR AG | Mahguwan Patera | MEHGUWA KHALE PURA | 25 KVA | 2931
1124 | Damoh | Damoh North | Patera | KUNDALPUR | 11 KV FATEHPUR AG | Mahguwan Patera | MEHGUWA JHEEL | 25 KVA | 2930
1125 | Damoh | Damoh North | Patera | KUNDALPUR | 11 KV FATEHPUR AG | Mahguwan Patera | MEHGUWA (DUBEY JEE) | 25 KVA | 2928
1126 | Damoh | Damoh North | Patera | KUNDALPUR | 11 KV FATEHPUR AG | Mahguwan Patera | BARRAT (CHEN SINGH) | 25 KVA | 2879
1127 | Damoh | Damoh North | Patera | KUNDALPUR | 11 KV FATEHPUR AG | Mahguwan Patera | BARRAT PUSPENDRA | 25 KVA | 2876
1128 | Damoh | Damoh North | Patera | KUNDALPUR | 11 KV FATEHPUR AG | Jogidabar | HINOTI 1 | 25 KVA | 2870
1129 | Damoh | Damoh North | Patera | KUNDALPUR | 11 KV FATEHPUR AG | Madho | HINOTI 5 | 25 KVA | 2869
1130 | Damoh | Damoh North | Patera | KUNDALPUR | 11 KV FATEHPUR AG | Jogidabar | HINOTI 4 | 25 KVA | 2866
1131 | Damoh | Damoh North | Patera | KUNDALPUR | 11 KV FATEHPUR AG | Jogidabar | HINOTI 3 | 25 KVA | 2863
1132 | Damoh | Damoh North | Patera | KUNDALPUR | 11 KV FATEHPUR AG | Jogidabar | HINOTI 2 | 25 KVA | 2862
1133 | Damoh | Damoh North | Patera | KUNDALPUR | 11 KV FATEHPUR AG | Mahguwan Patera | BARRAT (SANTOSH | 25 KVA | 2828
1134 | Damoh | Damoh North | Patera | KUNDALPUR | 11 KV FATEHPUR AG | Mahguwan Patera | BARRAT (DOCTER) | 25 KVA | 2826
1135 | Damoh | Damoh North | Patera | KUNDALPUR | 11 KV FATEHPUR AG | Mahguwan Patera | MADIYA TIKET (HAR) | 100 KVA | 2818
1136 | Damoh | Damoh North | Patera | KUNDALPUR | 11 KV FATEHPUR AG | Mahguwan Patera | MADIYA TIKET BASTI ROAD | 25 KVA | 2807
1137 | Damoh | Damoh North | Patera | KUNDALPUR | 11 KV FATEHPUR AG | Mahguwan Patera | MADIYA ROAD | 25 KVA | 2798
1138 | Damoh | Damoh North | Patera | KUNDALPUR | 11 KV FATEHPUR AG | Kajra Mafi | TIRGADH AADIWASI | 25 KVA | 2794
1139 | Damoh | Damoh North | Patera | KUNDALPUR | 11 KV FATEHPUR AG | Tirgarh | NEMKHEDA BASTI | 63 KVA | 2781
1140 | Damoh | Damoh North | Patera | KUNDALPUR | 11 KV FATEHPUR AG | Tirgarh | BILGUWA BADKUL | 25 KVA | 2769
1141 | Damoh | Damoh North | Patera | KUNDALPUR | 11 KV FATEHPUR AG | Tirgarh | BILGUWA KHALE | 25 KVA | 2768
1142 | Damoh | Damoh North | Patera | KUNDALPUR | 11 KV FATEHPUR AG | Tirgarh | BILGUWA (HARIJAN) | 25 KVA | 2749
1143 | Damoh | Damoh North | Patera | KUNDALPUR | 11 KV FATEHPUR AG | Tirgarh | TIRDGAD (PATEL MUHALLA) | 25 KVA | 2746
1144 | Damoh | Damoh North | Patera | KUNDALPUR | 11 KV FATEHPUR AG | Tirgarh | TIRGADH (BASTI) | 25 KVA | 2744
1145 | Damoh | Damoh North | Patera | KUNDALPUR | 11 KV FATEHPUR AG | Tirgarh | TIRGADH (MANDIR) | 25 KVA | 2743
1146 | Damoh | Damoh North | Patera | KUNDALPUR | 11 KV FATEHPUR AG | Tirgarh | TIRGADH WW | 63 KVA | 2740
1147 | Damoh | Damoh North | Patera | KUNDALPUR | 11 KV FATEHPUR AG | Tirgarh | TIRGADH (NAHAR) | 25 KVA | 2735
1148 | Damoh | Damoh North | Patera | KUNDALPUR | 11 KV FATEHPUR AG | Pala Arjuni | PALA ARJUNI (CHAMAR) | 25 KVA | 2712
1149 | Damoh | Damoh North | Patera | KUNDALPUR | 11 KV FATEHPUR AG | Pala Arjuni | PALAARJUNI (BALRAM PATEL) | 25 KVA | 2701
1150 | Damoh | Damoh North | Patera | KUNDALPUR | 11 KV FATEHPUR AG | Fatehpur Patera | FATEHPUR (BASTI) | 100 KVA | 2685
1151 | Damoh | Damoh North | Patera | KUNDALPUR | 11 KV FATEHPUR AG | Fatehpur Patera | FATEHPUR (GYA VISHWWKARMA) | 25 KVA | 2681
1152 | Damoh | Damoh North | Patera | KUNDALPUR | 11 KV FATEHPUR AG | Fatehpur Patera | FATEHPUR (TALAIYA) | 25 KVA | 2677
1153 | Damoh | Damoh North | Patera | KUNDALPUR | 11 KV FATEHPUR AG | Ramgarha | RAMGAHDA BASTI | 100 KVA | 2674
1154 | Damoh | Damoh North | Patera | KUNDALPUR | 11 KV FATEHPUR AG | Singpur Patera | KOTA (PULIYA) | 63 KVA | 2671
1155 | Damoh | Damoh North | Patera | KUNDALPUR | 11 KV FATEHPUR AG | Kota | KOTA (BHAGWANDAS VISHWKARMA) | 25 KVA | 2667
1156 | Damoh | Damoh North | Patera | KUNDALPUR | 11 KV FATEHPUR AG | Kota | KOTA (PANI TANKI) | 25 KVA | 2664
1157 | Damoh | Damoh North | Patera | KUNDALPUR | 11 KV FATEHPUR AG | Pala Arjuni | MAHUWA DADHE | 25 KVA | 2662
1158 | Damoh | Damoh North | Patera | KUNDALPUR | 11 KV FATEHPUR AG | Mahua Dando | MAGRA (BASTI) | 25 KVA | 2617
1159 | Damoh | Damoh North | Patera | KUNDALPUR | 11 KV FATEHPUR AG | Kota | HARDUWA PAHADI WW | 25 KVA | 2578
1160 | Damoh | Damoh North | Patera | KUNDALPUR | 11 KV FATEHPUR AG | Kota | HARDUWA PAHADI (PIPAK) | 25 KVA | 2577
1161 | Damoh | Damoh North | Patera | KUNDALPUR | 11 KV FATEHPUR AG | Kota | HARDUWA PAHADI (SCHOOL) | 25 KVA | 2573
1162 | Damoh | Damoh North | Patera | KUNDALPUR | 11 KV FATEHPUR AG | Kota | HARDUWA GHAT (ROAD) | 25 KVA | 2572
1163 | Damoh | Damoh North | Patera | KUNDALPUR | 11 KV FATEHPUR AG | Harduwa Pahadi | HARGUWA PAHADI WORD NO 20 | 25 KVA | 2571
1164 | Damoh | Damoh North | Patera | KUNDALPUR | 11 KV FATEHPUR AG | Sanga | KOTA (SIDDHAN TOLA) | 25 KVA | 2533
1165 | Damoh | Damoh North | Patera | KUNDALPUR | 11 KV FATEHPUR AG | Singpur Patera | KOTA (MUSTAK ) | 25 KVA | 2531
1166 | Damoh | Damoh North | Patera | KUNDALPUR | 11 KV FATEHPUR AG | Singpur Patera | KOTA (PURAN KORI) | 25 KVA | 2528
1167 | Damoh | Damoh North | Patera | KUNDALPUR | 11 KV FATEHPUR AG | Singpur Patera | KOTA (LAKKHU CHAMAR) | 25 KVA | 2521
1168 | Damoh | Damoh North | Patera | KUNDALPUR | 11 KV FATEHPUR AG | Kota | KOTA (PIPAL WALA) | 63 KVA | 2511
1169 | Damoh | Damoh North | Patera | KUNDALPUR | 11 KV FATEHPUR AG | Kota | KOTA (BASTI) | 25 KVA | 2507
1170 | Damoh | Damoh North | Patera | KUNDALPUR | 11 KV FATEHPUR AG | Kota | KOTA (SANJAY CHOBEY) | 25 KVA | 2505
1171 | Damoh | Damoh North | Patera | KUNDALPUR | 11 KV FATEHPUR AG | Singpur Patera | KOTA (SARIF) | 25 KVA | 2503
1172 | Damoh | Damoh North | Patera | KUNDALPUR | 11 KV FATEHPUR AG | Rawjhaghat | REOJHA GHAT TAPARIYA | 63 KVA | 2486
1173 | Damoh | Damoh North | Patera | KUNDALPUR | 11 KV FATEHPUR AG | Singpur Patera | SINGHPUR (NARENDRA) | 25 KVA | 2476
1174 | Damoh | Damoh North | Patera | KUNDALPUR | 11 KV FATEHPUR AG | Rawjhaghat | REOJHAGHAT (BASTI) | 63 KVA | 2463
1175 | Damoh | Damoh North | Patera | KUNDALPUR | 11 KV FATEHPUR AG | Ramgarha | RAMGADHA (PATEL) | 100 KVA | 2447
1176 | Damoh | Damoh North | Patera | KUNDALPUR | 11 KV FATEHPUR AG | Ramgarha | RAMGADHA (HARPRASAD) | 25 KVA | 2442
1177 | Damoh | Damoh North | Patera | KUNDALPUR | 11 KV FATEHPUR AG | Ramgarha | RAMGADHA (BALCHAND) | 25 KVA | 2436
1178 | Damoh | Damoh North | Patera | KUNDALPUR | 11 KV FATEHPUR AG | Ramgarha | RAMGHADA( KHER MATA) | 25 KVA | 2425
1179 | Damoh | Damoh North | Patera | KUNDALPUR | 11 KV FATEHPUR AG | Ramgarha | RAMGADHA (SCHOOL) | 25 KVA | 2419
1180 | Damoh | Damoh North | Patera | KUNDALPUR | 11 KV FATEHPUR AG | Fatehpur Patera | FATEHPUR (POORAN SAHU) | 25 KVA | 2393
1181 | Damoh | Damoh North | Patera | KUNDALPUR | 11 KV FATEHPUR AG | Kundalpur | KUNDALPUR (SUNDAR GARG) | 25 KVA | 2380
1182 | Damoh | Damoh North | Patera | KUNDALPUR | 11 KV FATEHPUR AG | Neguwan | NEHGUWA HAR | 25 KVA | 3037
1183 | Damoh | Damoh North | Patera | KUNDALPUR | 11 KV FATEHPUR AG | Neguwan | NEHGUWA BASTI | 25 KVA | 3045
1184 | Damoh | Damoh North | Patera | KUNDALPUR | 11 KV FATEHPUR AG | Lidhora | LIDHORA CHAKKI | 25 KVA | 3049
1185 | Damoh | Damoh North | Patera | KUNDALPUR | 11 KV FATEHPUR AG | Lidhora | LIDHORA (PAWAN) | 25 KVA | 3059
1186 | Damoh | Damoh North | Patera | KUNDALPUR | 11 KV FATEHPUR AG | Barret | BARRAT (GANESH SINGH) | 25 KVA | 3063
1187 | Damoh | Damoh North | Patera | KUNDALPUR | 11 KV FATEHPUR AG | Lidhora | LIDHORA (JAITOON KHAN) | 25 KVA | 3066
1188 | Damoh | Damoh North | Patera | KUNDALPUR | 11 KV FATEHPUR AG | Kajra Mafi | BARRAT KAPTAN | 25 KVA | 3069
1189 | Damoh | Damoh North | Patera | KUNDALPUR | 11 KV FATEHPUR AG | Kajra Mafi | BARRAT PARWAT | 25 KVA | 3076
1190 | Damoh | Damoh North | Patera | KUNDALPUR | 11 KV FATEHPUR AG | Mahguwan Patera | BARRAT (THAKUR WALA) | 25 KVA | 3087
1191 | Damoh | Damoh North | Patera | KUNDALPUR | 11 KV FATEHPUR AG | Mahguwan Patera | BARRAT (TILAK SINGH) | 25 KVA | 3089
1192 | Damoh | Damoh North | Patera | KUNDALPUR | 11 KV FATEHPUR AG | Mahguwan Patera | BARRAT (AWADHRANI) | 25 KVA | 3095
1193 | Damoh | Damoh North | Patera | KUNDALPUR | 11 KV FATEHPUR AG | Mahguwan Patera | BARRAT (BASTI) | 25 KVA | 3098
1194 | Damoh | Damoh North | Patera | KUNDALPUR | 11 KV FATEHPUR AG | Mahguwan Patera | BARRAT (GANESH | 25 KVA | 3102
1195 | Damoh | Damoh North | Patera | KUNDALPUR | 11 KV FATEHPUR AG | Tirgarh | BILGUWA KHALE BASTI) | 25 KVA | 3109
1196 | Damoh | Damoh North | Patera | KUNDALPUR | 11 KV FATEHPUR AG | Tirgarh | BILGUWA KHALE (ASSU BADKUL) | 25 KVA | 3111
1197 | Damoh | Damoh North | Patera | KUNDALPUR | 11 KV FATEHPUR AG | Pala Arjuni | PALARJUNI (SCHOOL) | 25 KVA | 3123
1198 | Damoh | Damoh North | Patera | KUNDALPUR | 11 KV FATEHPUR AG | Pala Arjuni | PALA ARJUNI (HARI NARAYAN) | 25 KVA | 3130
1199 | Damoh | Damoh North | Patera | KUNDALPUR | 11 KV FATEHPUR AG | Pala Arjuni | PALA ARJUNI (CHUNNI PATEL) | 25 KVA | 3133
1200 | Damoh | Damoh North | Patera | KUNDALPUR | 11 KV FATEHPUR AG | Pala Arjuni | PALA ARJUNI WW | 25 KVA | 3137
1201 | Damoh | Damoh North | Patera | KUNDALPUR | 11 KV FATEHPUR AG | Fatehpur Patera | PALAARJUNI (TIGADDA) | 25 KVA | 3138
1202 | Damoh | Damoh North | Patera | KUNDALPUR | 11 KV FATEHPUR AG | Fatehpur Patera | PALA ARJUNI (TR PATEL) | 25 KVA | 3141
1203 | Damoh | Damoh North | Patera | KUNDALPUR | 11 KV FATEHPUR AG | Fatehpur Patera | PALAARJUNI (TARWA SINGH) | 25 KVA | 3144
1204 | Damoh | Damoh North | Patera | KUNDALPUR | 11 KV FATEHPUR AG | Fatehpur Patera | PALA ARJUNI (AADIWASI) | 25 KVA | 3145
1205 | Damoh | Damoh North | Pathariya Res | LAKHRONI | 11 KV Magardha AG | Magardha | BHARAT | 25 KVA | 649
1206 | Damoh | Damoh North | Pathariya Res | LAKHRONI | 11 KV Magardha AG | Magardha | ANITA RANI | 25 KVA | 644
1207 | Damoh | Damoh North | Pathariya Res | LAKHRONI | 11 KV Magardha AG | Magardha | LAKHROUNI CHATURBHUJ KAY | 100 KVA | 643
1208 | Damoh | Damoh North | Pathariya Res | LAKHRONI | 11 KV Magardha AG | Magardha | LAKHRONI MOHAN | 25 KVA | 639
1209 | Damoh | Damoh North | Pathariya Res | LAKHRONI | 11 KV Magardha AG | Magardha | HEERALAL PATEL | 100 KVA | 637
1210 | Damoh | Damoh North | Pathariya Res | LAKHRONI | 11 KV Magardha AG | Magardha | BASORI | 100 KVA | 632
1211 | Damoh | Damoh North | Pathariya Res | LAKHRONI | 11 KV Magardha AG | Magardha | LAKHRONI RAJARAM HVDS | 63 KVA | 629
1212 | Damoh | Damoh North | Pathariya Res | LAKHRONI | 11 KV Magardha AG | Magardha | LAKHRONI MOHAN HVDS | 100 KVA | 623
1213 | Damoh | Damoh North | Pathariya Res | LAKHRONI | 11 KV Magardha AG | Magardha | LAKHRONI BASORI KMP | 25 KVA | 622
1214 | Damoh | Damoh North | Pathariya Res | LAKHRONI | 11 KV Magardha AG | Magardha | KOSHALYA RANI | 25 KVA | 618
1215 | Damoh | Damoh North | Pathariya Res | LAKHRONI | 11 KV Magardha AG | Magardha | LAKHRONI PARASHAR | 25 KVA | 612
1216 | Damoh | Damoh North | Pathariya Res | LAKHRONI | 11 KV Magardha AG | Magardha | LAKHRONI RAJU HVDS | 25 KVA | 610
1217 | Damoh | Damoh North | Pathariya Res | LAKHRONI | 11 KV Magardha AG | Magardha | LAKHRONI SHWMI | 100 KVA | 607
1218 | Damoh | Damoh North | Pathariya Res | LAKHRONI | 11 KV Magardha AG | Magardha | PUNA BAI | 100 KVA | 603
1219 | Damoh | Damoh North | Pathariya Res | LAKHRONI | 11 KV Magardha AG | Bansoli | ARVIND THAKUR | 63 KVA | 599
1220 | Damoh | Damoh North | Pathariya Res | LAKHRONI | 11 KV Magardha AG | Magardha | KANCHAS SINGH | 25 KVA | 595
1221 | Damoh | Damoh North | Pathariya Res | LAKHRONI | 11 KV Magardha AG | Magardha | MAGARDHA LAKHRONIJANAKRANI KAY | 25 KVA | 592
1222 | Damoh | Damoh North | Pathariya Res | LAKHRONI | 11 KV Magardha AG | Magardha | RAMNATH THAKUR | 25 KVA | 587
1223 | Damoh | Damoh North | Pathariya Res | LAKHRONI | 11 KV Magardha AG | Sukha | SADAR WALA | 25 KVA | 584
1224 | Damoh | Damoh North | Pathariya Res | LAKHRONI | 11 KV Magardha AG | Sukha | ABADHRANI | 25 KVA | 581
1225 | Damoh | Damoh North | Pathariya Res | LAKHRONI | 11 KV Magardha AG | Sukha | MANSINGH MARGDHA | 25 KVA | 580
1226 | Damoh | Damoh North | Pathariya Res | LAKHRONI | 11 KV Magardha AG | Sukha | DHARAM PATEL | 25 KVA | 576
1227 | Damoh | Damoh North | Pathariya Res | LAKHRONI | 11 KV Magardha AG | Bansoli | GULAB RATHORE | 25 KVA | 574
1228 | Damoh | Damoh North | Pathariya Res | LAKHRONI | 11 KV Magardha AG | Bansoli | GONDBABA | 25 KVA | 573
1229 | Damoh | Damoh North | Pathariya Res | LAKHRONI | 11 KV Magardha AG | Sukha | MAHENDRA SINGH | 25 KVA | 569
1230 | Damoh | Damoh North | Pathariya Res | LAKHRONI | 11 KV Magardha AG | Bansoli | POORAN RATHORE | 25 KVA | 566
1231 | Damoh | Damoh North | Pathariya Res | LAKHRONI | 11 KV Magardha AG | Bansoli | MAGARDHA LAKHRONI SACHIN KAY | 25 KVA | 563
1232 | Damoh | Damoh North | Pathariya Res | LAKHRONI | 11 KV Magardha AG | Bansoli | GHANSHYAM PATEL | 25 KVA | 562
1233 | Damoh | Damoh North | Pathariya Res | LAKHRONI | 11 KV Magardha AG | Bansoli | MAGARDHA BARELAL KAY | 25 KVA | 557
1234 | Damoh | Damoh North | Pathariya Res | LAKHRONI | 11 KV Magardha AG | Ghoghri Gulal | SANTOSH BARETHA | 25 KVA | 492
1235 | Damoh | Damoh North | Pathariya Res | LAKHRONI | 11 KV Magardha AG | Ghoghri Gulal | GULAB SARPANCH | 25 KVA | 486
1236 | Damoh | Damoh North | Pathariya Res | LAKHRONI | 11 KV Magardha AG | Ghoghri Gulal | SHEKH SAKIR KMP | 25 KVA | 482
1237 | Damoh | Damoh North | Pathariya Res | LAKHRONI | 11 KV Magardha AG | Ghoghri Gulal | KOHA WALA | 25 KVA | 479
1238 | Damoh | Damoh North | Pathariya Res | LAKHRONI | 11 KV Magardha AG | Ghoghri Gulal | KISHORI THAKUR | 25 KVA | 477
1239 | Damoh | Damoh North | Pathariya Res | LAKHRONI | 11 KV Magardha AG | Lakhroni | MAKHAN WALA | 25 KVA | 467
1240 | Damoh | Damoh North | Pathariya Res | LAKHRONI | 11 KV Magardha AG | Lakhroni | LAKHRONI JAGRAM HVDS | 25 KVA | 461
1241 | Damoh | Damoh North | Pathariya Res | LAKHRONI | 11 KV Magardha AG | Lakhroni | LAKHRONI KASHIRAM KMP | 25 KVA | 459
1242 | Damoh | Damoh North | Pathariya Res | LAKHRONI | 11 KV Magardha AG | Lakhroni | LAKHRONI KASHIRAM BADDE | 25 KVA | 457
1243 | Damoh | Damoh North | Pathariya Res | LAKHRONI | 11 KV Magardha AG | Magardha | LAKHROUNI SANTOSH RAJAK KAY | 25 KVA | 455
1244 | Damoh | Damoh North | Pathariya Res | LAKHRONI | 11 KV Magardha AG | Lakhroni | LAKHRONI SURESH HVDS | 25 KVA | 452
1245 | Damoh | Damoh North | Pathariya Res | LAKHRONI | 11 KV Magardha AG | Lakhroni | LAKHRONI SAHIDANBAI HVDS | 25 KVA | 450
1246 | Damoh | Damoh North | Pathariya Res | LAKHRONI | 11 KV Magardha AG | Lakhroni | LAKHRONI DEVENDRA SINGH | 25 KVA | 444
1247 | Damoh | Damoh North | Pathariya Res | LAKHRONI | 11 KV Magardha AG | Lakhroni | LAKHRONI KHARAGRAM | 25 KVA | 439
1248 | Damoh | Damoh North | Pathariya Res | LAKHRONI | 11 KV Magardha AG | Magardha | SAGAR WALE PATEL | 25 KVA | 653
1249 | Damoh | Damoh North | Pathariya Res | LAKHRONI | 11 KV Mirjapur AG | Tila | PATEL | 25 KVA | 384
1250 | Damoh | Damoh North | Pathariya Res | LAKHRONI | 11 KV Mirjapur AG | Bansoli | SATPARA BHUJWAL PATEL | 25 KVA | 379
1251 | Damoh | Damoh North | Pathariya Res | LAKHRONI | 11 KV Mirjapur AG | Tila | KAILASH YADAV | 25 KVA | 380
1252 | Damoh | Damoh North | Pathariya Res | LAKHRONI | 11 KV Mirjapur AG | Bansoli | SATPARA SAHAB SINGH | 25 KVA | 376
1253 | Damoh | Damoh North | Pathariya Res | LAKHRONI | 11 KV Mirjapur AG | Bansoli | BANSHOLI RAMRANI KAY | 25 KVA | 373
1254 | Damoh | Damoh North | Pathariya Res | LAKHRONI | 11 KV Mirjapur AG | Bansoli | SUKHA MAHENDRA PATEL | 25 KVA | 370
1255 | Damoh | Damoh North | Pathariya Res | LAKHRONI | 11 KV Mirjapur AG | Bansoli | SUKHA CHOKARYA KAY | 25 KVA | 363
1256 | Damoh | Damoh North | Pathariya Res | LAKHRONI | 11 KV Mirjapur AG | Bansoli | LAKHRONI DINESH PATEL | 25 KVA | 360
1257 | Damoh | Damoh North | Pathariya Res | LAKHRONI | 11 KV Mirjapur AG | Bansoli | BANSHOLI VISHWANATH MASAB | 25 KVA | 359
1258 | Damoh | Damoh North | Pathariya Res | LAKHRONI | 11 KV Mirjapur AG | Bansoli | BANSHOLI JAY SINGH | 25 KVA | 356
1259 | Damoh | Damoh North | Pathariya Res | LAKHRONI | 11 KV Mirjapur AG | Bansoli | MIRJAPUR ASHOK PATEL | 25 KVA | 351
1260 | Damoh | Damoh North | Pathariya Res | LAKHRONI | 11 KV Mirjapur AG | Bansoli | MIRJAPUR SNDHYA KURMI KAY | 25 KVA | 345
1261 | Damoh | Damoh North | Pathariya Res | LAKHRONI | 11 KV Mirjapur AG | Bansoli | MIRJAPUR KRISHNA KUMAR KAY | 25 KVA | 342
1262 | Damoh | Damoh North | Pathariya Res | LAKHRONI | 11 KV Mirjapur AG | Bansoli | MIRJAPUR SUNIL | 25 KVA | 338
1263 | Damoh | Damoh North | Pathariya Res | LAKHRONI | 11 KV Mirjapur AG | Bansoli | MIRZAPUR RAMJI KMP | 25 KVA | 337
1264 | Damoh | Damoh North | Pathariya Res | LAKHRONI | 11 KV Mirjapur AG | Bansoli | MIRJAPUR VINOD PATEL | 25 KVA | 336
1265 | Damoh | Damoh North | Pathariya Res | LAKHRONI | 11 KV Mirjapur AG | Bansoli | BANSHOLI PYAR BIND | 25 KVA | 335
1266 | Damoh | Damoh North | Pathariya Res | LAKHRONI | 11 KV Mirjapur AG | Bansoli | MIRJAPUR MANGAL SINGH KAY | 25 KVA | 334
1267 | Damoh | Damoh North | Pathariya Res | LAKHRONI | 11 KV Mirjapur AG | Bansoli | MIRZAPUR MANOHAR KMP | 25 KVA | 328
1268 | Damoh | Damoh North | Pathariya Res | LAKHRONI | 11 KV Mirjapur AG | Tila | MIRJAPUR GOPI BRAHMAN | 25 KVA | 324
1269 | Damoh | Damoh North | Pathariya Res | LAKHRONI | 11 KV Mirjapur AG | Tila | MIRJAPUR DURJAN KACHHI | 25 KVA | 321
1270 | Damoh | Damoh North | Pathariya Res | LAKHRONI | 11 KV Mirjapur AG | Tila | MIRJAPUR VISHWANATH PATEL | 25 KVA | 318
1271 | Damoh | Damoh North | Pathariya Res | LAKHRONI | 11 KV Mirjapur AG | Tila | HARIDAS PATEL | 25 KVA | 317
1272 | Damoh | Damoh North | Pathariya Res | LAKHRONI | 11 KV Mirjapur AG | Tila | MIRJAPUR VIDHYA RANI PATEL | 25 KVA | 316
1273 | Damoh | Damoh North | Pathariya Res | LAKHRONI | 11 KV Mirjapur AG | Tila | MIRZAPUR GANPAT (KMP) | 25 KVA | 315
1274 | Damoh | Damoh North | Pathariya Res | LAKHRONI | 11 KV Mirjapur AG | Tila | MIRJAPUR ROOPCHAND | 25 KVA | 314
1275 | Damoh | Damoh North | Pathariya Res | LAKHRONI | 11 KV Mirjapur AG | Tila | MIRZAPUR BADRI (KMP) | 25 KVA | 309
1276 | Damoh | Damoh North | Pathariya Res | LAKHRONI | 11 KV Mirjapur AG | Tila | MIRZAPUR RAMSEWAK KMP | 25 KVA | 307
1277 | Damoh | Damoh North | Pathariya Res | LAKHRONI | 11 KV Mirjapur AG | Tila | MIRJAPUR ARVIND MISHRA | 25 KVA | 298
1278 | Damoh | Damoh North | Pathariya Res | LAKHRONI | 11 KV Mirjapur AG | Tila | MIRJAPUR ANGAD KAY | 25 KVA | 295
1279 | Damoh | Damoh North | Pathariya Res | LAKHRONI | 11 KV Mirjapur AG | Tila | MIRJAPUR CHANDRABHAN | 63 KVA | 294
1280 | Damoh | Damoh North | Pathariya Res | LAKHRONI | 11 KV Mirjapur AG | Tila | MIRJAPUR DWARKA PATEL | 25 KVA | 293
1281 | Damoh | Damoh North | Pathariya Res | LAKHRONI | 11 KV Mirjapur AG | Tila | MIRZAPUR ROOPCHAND (KMP) | 25 KVA | 290
1282 | Damoh | Damoh North | Pathariya Res | LAKHRONI | 11 KV Mirjapur AG | Tila | MIRJAPUR JHADDE YADAV | 25 KVA | 286
1283 | Damoh | Damoh North | Pathariya Res | LAKHRONI | 11 KV Mirjapur AG | Bansoli | MIRJAPUR MAHENDRA PATEL | 25 KVA | 283
1284 | Damoh | Damoh North | Pathariya Res | LAKHRONI | 11 KV Mirjapur AG | Bansoli | MIRJAPUR RAJKUMAR | 100 KVA | 281
1285 | Damoh | Damoh North | Pathariya Res | LAKHRONI | 11 KV Mirjapur AG | Bansoli | MIRJAPUR SANTOSH PATEL | 25 KVA | 279
1286 | Damoh | Damoh North | Pathariya Res | LAKHRONI | 11 KV Mirjapur AG | Bansoli | MIRJAPUR AMOL SINGH | 25 KVA | 276
1287 | Damoh | Damoh North | Pathariya Res | LAKHRONI | 11 KV Mirjapur AG | Tila | MIRJAPUR ONKAR KAY | 25 KVA | 269
1288 | Damoh | Damoh North | Pathariya Res | LAKHRONI | 11 KV Mirjapur AG | Tila | JAMNA PATEL KAY | 25 KVA | 265
1289 | Damoh | Damoh North | Pathariya Res | LAKHRONI | 11 KV Mirjapur AG | Tila | MIRJAPUR PRIHLAD KURMI KAY | 25 KVA | 261
1290 | Damoh | Damoh North | Pathariya Res | LAKHRONI | 11 KV Mirjapur AG | Tila | YADAV | 25 KVA | 258
1291 | Damoh | Damoh North | Pathariya Res | LAKHRONI | 11 KV Mirjapur AG | Tila | MAHENDRA PATEL | 25 KVA | 257
1292 | Damoh | Damoh North | Pathariya Res | LAKHRONI | 11 KV Mirjapur AG | Tila | MIRZAPUR SUDAMA KMP | 25 KVA | 255
1293 | Damoh | Damoh North | Pathariya Res | LAKHRONI | 11 KV Mirjapur AG | Tila | MIRJAPUR BIHARI | 25 KVA | 245
1294 | Damoh | Damoh North | Pathariya Res | LAKHRONI | 11 KV Mirjapur AG | Tila | PRAKASH PATEL | 25 KVA | 240
1295 | Damoh | Damoh North | Pathariya Res | LAKHRONI | 11 KV Mirjapur AG | Tila | MIRJAPUR ROOPCHAND | 100 KVA | 233
1296 | Damoh | Damoh North | Pathariya Res | LAKHRONI | 11 KV Mirjapur AG | Tila | MIRJAPUR ARVIND | 25 KVA | 232
1297 | Damoh | Damoh North | Pathariya Res | LAKHRONI | 11 KV Mirjapur AG | Tila | MIRJAPUR HARIGOVIND | 25 KVA | 227
1298 | Damoh | Damoh North | Pathariya Res | LAKHRONI | 11 KV Mirjapur AG | Tila | MIRJAPUR ROAD | 100 KVA | 223
1299 | Damoh | Damoh North | Pathariya Res | LAKHRONI | 11 KV Mirjapur AG | Bansoli | BANSHOLI SHIVRAJ SINGH | 25 KVA | 215
1300 | Damoh | Damoh North | Pathariya Res | LAKHRONI | 11 KV Mirjapur AG | Bansoli | BANSHOLI HANUMAT SINGH | 100 KVA | 211
1301 | Damoh | Damoh North | Pathariya Res | LAKHRONI | 11 KV Mirjapur AG | Bansoli | MADAN WALA | 100 KVA | 206
1302 | Damoh | Damoh North | Pathariya Res | LAKHRONI | 11 KV Mirjapur AG | Bansoli | BANSHOLI DHANIRAM | 25 KVA | 199
1303 | Damoh | Damoh North | Pathariya Res | LAKHRONI | 11 KV Mirjapur AG | Bansoli | MIRZAPUR MANGRA HAR | 63 KVA | 195
1304 | Damoh | Damoh North | Pathariya Res | LAKHRONI | 11 KV Mirjapur AG | Bansoli | LAKHRONI DAYARAM SAHU | 63 KVA | 190
1305 | Damoh | Damoh North | Pathariya Res | LAKHRONI | 11 KV Mirjapur AG | Lakhroni | TEELA MASTRAM KURMI KAY | 100 KVA | 182
1306 | Damoh | Damoh North | Pathariya Res | LAKHRONI | 11 KV Mirjapur AG | Lakhroni | LAKHRONI W/W | 63 KVA | 169
1307 | Damoh | Damoh North | Pathariya Res | LAKHRONI | 11 KV Mirjapur AG | Lakhroni | WATOR WORKS | 25 KVA | 152
1308 | Damoh | Damoh North | Pathariya Res | LAKHRONI | 11 KV Mirjapur AG | Bansoli | BANSHOLI SCHOOL WALA | 100 KVA | 390
1309 | Damoh | Damoh North | Pathariya Res | LAKHRONI | 11 KV Mirjapur AG | Tila | DAYARAM | 63 KVA | 394
1310 | Damoh | Damoh North | Pathariya Res | LAKHRONI | 11 KV Mirjapur AG | Tila | TILA HAR | 25 KVA | 406
1311 | Damoh | Damoh North | Pathariya Res | LAKHRONI | 11 KV Mirjapur AG | Mirjapur | BANSHOLI SCHOOL | 25 KVA | 409
1312 | Damoh | Damoh North | Pathariya Res | LAKHRONI | 11 KV Mirjapur AG | Mirjapur | MADAN | 25 KVA | 410
1313 | Damoh | Damoh North | Pathariya Res | LAKHRONI | 11 KV Mirjapur AG | Mirjapur | HARIRAM | 100 KVA | 415
1314 | Damoh | Damoh North | Pathariya Res | LAKHRONI | 11 KV Mirjapur AG | Tila | MIRJAPUR DWARKA | 25 KVA | 416
1315 | Damoh | Damoh North | Pathariya Res | LAKHRONI | 11 KV Mirjapur AG | Tila | NARENDRA SETH | 25 KVA | 417
1316 | Damoh | Damoh North | Pathariya Res | LAKHRONI | 11 KV Mirjapur AG | Lakhroni | TEELA SHANKAR | 25 KVA | 424
1317 | Damoh | Damoh North | Pathariya Res | LAKHRONI | 11 KV Mirjapur AG | Tila | MIRJAPUR BABBU YADAV | 25 KVA | 426
1318 | Damoh | Damoh North | Narsingarh | ASLANA | 11 KV Ashlana AG | Bhatpura | PRAHLAD SINGH WA;A | 25 KVA | 523
1319 | Damoh | Damoh North | Narsingarh | ASLANA | 11 KV Ashlana AG | Bhatpura | JAGDISH WALA | 25 KVA | 524
1320 | Damoh | Damoh North | Narsingarh | ASLANA | 11 KV Ashlana AG | Bhatpura | SHIV CHARAN | 63 KVA | 528
1321 | Damoh | Damoh North | Narsingarh | ASLANA | 11 KV Ashlana AG | Bhatpura | GOKAL WAL | 100 KVA | 537
1322 | Damoh | Damoh North | Narsingarh | ASLANA | 11 KV Ashlana AG | Bhatpura | GOKAL | 63 KVA | 540
1323 | Damoh | Damoh North | Narsingarh | ASLANA | 11 KV Ashlana AG | Bhatpura | MUKESH WALA | 25 KVA | 544
1324 | Damoh | Damoh North | Narsingarh | ASLANA | 11 KV Ashlana AG | Bhatpura | RAM SAHAY WALA | 100 KVA | 546
1325 | Damoh | Damoh North | Narsingarh | ASLANA | 11 KV Ashlana AG | Bhatpura | NO DTR | 63 KVA | 549
1326 | Damoh | Damoh North | Narsingarh | ASLANA | 11 KV Ashlana AG | Bhatpura | BRIJMOHAN WALA | 25 KVA | 556
1327 | Damoh | Damoh North | Narsingarh | ASLANA | 11 KV Ashlana AG | Bhatpura | PATRUA HAR | 100 KVA | 561
1328 | Damoh | Damoh North | Narsingarh | ASLANA | 11 KV Ashlana AG | Bhatpura | KALLO BAI | 25 KVA | 567
1329 | Damoh | Damoh North | Narsingarh | ASLANA | 11 KV Ashlana AG | Aslana | HARIHAR | 25 KVA | 577
1330 | Damoh | Damoh North | Narsingarh | ASLANA | 11 KV Ashlana AG | Aslana | DINDAYAL | 63 KVA | 582
1331 | Damoh | Damoh North | Narsingarh | ASLANA | 11 KV Ashlana AG | Aslana | RAW SAHAV | 25 KVA | 590
1332 | Damoh | Damoh North | Narsingarh | ASLANA | 11 KV Ashlana AG | Aslana | MULA BAI | 25 KVA | 597
1333 | Damoh | Damoh North | Narsingarh | ASLANA | 11 KV Ashlana AG | Aslana | RAMESHWER | 25 KVA | 601
1334 | Damoh | Damoh North | Narsingarh | ASLANA | 11 KV Ashlana AG | Sagoni Khurd | GOWARDHAN | 100 KVA | 606
1335 | Damoh | Damoh North | Narsingarh | ASLANA | 11 KV Ashlana AG | Sagoni Khurd | SOHAG RANI | 16 KVA | 612
1336 | Damoh | Damoh North | Narsingarh | ASLANA | 11 KV Ashlana AG | Bhatpura | LAKAHN WALA | 25 KVA | 613
1337 | Damoh | Damoh North | Narsingarh | ASLANA | 11 KV Ashlana AG | Bhatpura | UMA HSNKAR | 25 KVA | 615
1338 | Damoh | Damoh North | Narsingarh | ASLANA | 11 KV Ashlana AG | Bhatpura | BADRI PRASD | 25 KVA | 619
1339 | Damoh | Damoh North | Narsingarh | ASLANA | 11 KV Ashlana AG | Sagoni Kalan | HUKUM SINGH | 25 KVA | 628
1340 | Damoh | Damoh North | Narsingarh | ASLANA | 11 KV Ashlana AG | Sagoni Kalan | ASHISH | 25 KVA | 630
1341 | Damoh | Damoh North | Narsingarh | ASLANA | 11 KV Ashlana AG | Sagoni Khurd | PAPPU | 63 KVA | 632
1342 | Damoh | Damoh North | Narsingarh | ASLANA | 11 KV Ashlana AG | Sagoni Khurd | GULJAR | 25 KVA | 637
1343 | Damoh | Damoh North | Narsingarh | ASLANA | 11 KV Ashlana AG | Sagoni Khurd | GULJAR 2 | 25 KVA | 639
1344 | Damoh | Damoh North | Narsingarh | ASLANA | 11 KV Ashlana AG | Sagoni Khurd | RATIRAM | 25 KVA | 644
1345 | Damoh | Damoh North | Narsingarh | ASLANA | 11 KV Ashlana AG | Sagoni Khurd | KOMAL WALA | 25 KVA | 646
1346 | Damoh | Damoh North | Narsingarh | ASLANA | 11 KV Ashlana AG | Sagoni Khurd | IMLA HAR WALA | 63 KVA | 650
1347 | Damoh | Damoh North | Narsingarh | ASLANA | 11 KV Ashlana AG | Sagoni Kalan | JAGDISH | 25 KVA | 658
1348 | Damoh | Damoh North | Narsingarh | ASLANA | 11 KV Ashlana AG | Bhatpura | HARWALA | 25 KVA | 666
1349 | Damoh | Damoh North | Narsingarh | ASLANA | 11 KV Ashlana AG | Bhatpura | TAPRIYA | 25 KVA | 677
1350 | Damoh | Damoh North | Narsingarh | ASLANA | 11 KV Ashlana AG | Sagoni Kalan | HARR 2 | 63 KVA | 687
1351 | Damoh | Damoh North | Narsingarh | ASLANA | 11 KV Ashlana AG | Bhatpura | HAR WALA | 25 KVA | 692
1352 | Damoh | Damoh North | Narsingarh | ASLANA | 11 KV Ashlana AG | Bobai | PEMA WALAM | 100 KVA | 701
1353 | Damoh | Damoh North | Narsingarh | ASLANA | 11 KV Ashlana AG | Hinotaghat | HAZARI WALA | 25 KVA | 721
1354 | Damoh | Damoh North | Narsingarh | ASLANA | 11 KV Ashlana AG | Hinotaghat | HAR WALA | 100 KVA | 725
1355 | Damoh | Damoh North | Narsingarh | ASLANA | 11 KV Ashlana AG | Bobai | NADIWALAQ | 100 KVA | 729
1356 | Damoh | Damoh North | Narsingarh | ASLANA | 11 KV Ashlana AG | Bobai | NADI 2 | 25 KVA | 730
1357 | Damoh | Damoh North | Narsingarh | ASLANA | 11 KV Ashlana AG | Bobai | LAAXMAN WALA | 25 KVA | 731
1358 | Damoh | Damoh North | Narsingarh | ASLANA | 11 KV Ashlana AG | Bobai | KASHIRAM WALA | 25 KVA | 732
1359 | Damoh | Damoh North | Narsingarh | ASLANA | 11 KV Ashlana AG | Bobai | SITARAM | 25 KVA | 735
1360 | Damoh | Damoh North | Narsingarh | ASLANA | 11 KV Ashlana AG | Bobai | JAGGU WALA | 25 KVA | 738
1361 | Damoh | Damoh North | Narsingarh | ASLANA | 11 KV Ashlana AG | Bobai | HARIRAM | 25 KVA | 741
1362 | Damoh | Damoh North | Narsingarh | ASLANA | 11 KV Ashlana AG | Bobai | DHAGAT WALA | 63 KVA | 745
1363 | Damoh | Damoh North | Narsingarh | ASLANA | 11 KV Ashlana AG | Bobai | YIWARI WAL | 63 KVA | 746
1364 | Damoh | Damoh North | Narsingarh | ASLANA | 11 KV Ashlana AG | Bobai | HAR 1 | 63 KVA | 749
1365 | Damoh | Damoh North | Narsingarh | ASLANA | 11 KV Ashlana AG | Bobai | BABLU | 25 KVA | 753
1366 | Damoh | Damoh North | Narsingarh | ASLANA | 11 KV Ashlana AG | Bobai | KAMLA WAKLA | 25 KVA | 756
1367 | Damoh | Damoh North | Narsingarh | ASLANA | 11 KV Ashlana AG | Bobai | RAZARAM | 25 KVA | 761
1368 | Damoh | Damoh North | Narsingarh | ASLANA | 11 KV Ashlana DL | Sagoni Kalan | 25 KVA HARIJANJ BASTI SAGONIKALA | 25 KVA | 234
1369 | Damoh | Damoh North | Narsingarh | ASLANA | 11 KV Ashlana DL | Sagoni Khurd | BASTI WALA | 25 KVA | 217
1370 | Damoh | Damoh North | Narsingarh | ASLANA | 11 KV Ashlana DL | Sagoni Khurd | BASTI WALA | 25 KVA | 205
1371 | Damoh | Damoh North | Narsingarh | ASLANA | 11 KV Ashlana DL | Sagoni Kalan | BASTI WALA | 25 KVA | 179
1372 | Damoh | Damoh North | Narsingarh | ASLANA | 11 KV Ashlana DL | Sagoni Kalan | 25 KVA KAMLU WALA ASLANA | 25 KVA | 174
1373 | Damoh | Damoh North | Narsingarh | ASLANA | 11 KV Ashlana DL | Bhatpura | 25 KVA KHIKA WALA | 63 KVA | 169
1374 | Damoh | Damoh North | Narsingarh | ASLANA | 11 KV Ashlana DL | Sagoni Kalan | 63KVA ASLANA BASTI | 63 KVA | 163
1375 | Damoh | Damoh North | Narsingarh | ASLANA | 11 KV Ashlana DL | Sagoni Kalan | 25 KVA TOWER WALA ASLANA | 25 KVA | 158
1376 | Damoh | Damoh North | Narsingarh | ASLANA | 11 KV Ashlana DL | Bhatpura | 25 KVA RJY ASLANA | 25 KVA | 155
1377 | Damoh | Damoh North | Narsingarh | ASLANA | 11 KV Ashlana DL | Chirola | 25 KVA SEMRA ROAD WALA | 25 KVA | 143
1378 | Damoh | Damoh North | Narsingarh | ASLANA | 11 KV Ashlana DL | Chirola | 25 KVA HARIJAN BASTI CHIROLA | 25 KVA | 141
1379 | Damoh | Damoh North | Narsingarh | ASLANA | 11 KV Ashlana DL | Chirola | 100 KVA MANDIRWALA CHIROLA | 100 KVA | 128
1380 | Damoh | Damoh North | Narsingarh | ASLANA | 11 KV Ashlana DL | Chirola | 100 KVA TALAIYA WALA CHIROLA | 100 KVA | 124
1381 | Damoh | Damoh North | Narsingarh | ASLANA | 11 KV Ashlana DL | Chirola | BASTI WALA-2 | 25 KVA | 113
1382 | Damoh | Damoh North | Narsingarh | ASLANA | 11 KV Ashlana DL | Chirola | 25 KVA TALA WALA WALA CHIRORA | 25 KVA | 112
1383 | Damoh | Damoh North | Narsingarh | ASLANA | 11 KV Ashlana DL | Bhatpura | BASTI WALA | 25 KVA | 99
1384 | Damoh | Damoh North | Narsingarh | ASLANA | 11 KV Ashlana DL | Bhatpura | 25 KVA CHIROLA TAPARIYA | 100 KVA | 78
1385 | Damoh | Damoh North | Narsingarh | ASLANA | 11 KV Ashlana DL | Bhatpura | 100 KVA ASLANA TAPARIYA | 25 KVA | 66
1386 | Damoh | Damoh North | Narsingarh | ASLANA | 11 KV Ashlana DL | Bhatpura | 25 KVA BHATPURA | 25 KVA | 60
1387 | Damoh | Damoh North | Narsingarh | ASLANA | 11 KV Ashlana DL | Sagoni Kalan | 63 KVA MANDIRWALA | 63 KVA | 237
1388 | Damoh | Damoh North | Narsingarh | ASLANA | 11 KV Ashlana DL | Sagoni Kalan | 25 KVA TALAIYA WALA | 25 KVA | 243
1389 | Damoh | Damoh North | Narsingarh | ASLANA | 11 KV Ashlana DL | Sagoni Kalan | 25 KVA HARIJAN WALA 2 | 25 KVA | 245
1390 | Damoh | Damoh North | Narsingarh | ASLANA | 11 KV Ashlana DL | Bobai | 25 KVA BOBAI HAR | 25 KVA | 266
1391 | Damoh | Damoh North | Narsingarh | ASLANA | 11 KV Hinota kalan AG | Sagoni Kalan | PATEL WALA | 25 KVA | 1945
1392 | Damoh | Damoh North | Narsingarh | ASLANA | 11 KV Hinota kalan AG | Sagoni Kalan | RAMGOPAL WALA | 63 KVA | 1947
1393 | Damoh | Damoh North | Narsingarh | ASLANA | 11 KV Hinota kalan AG | Sagoni Kalan | MIHILAL WALA | 25 KVA | 1954
1394 | Damoh | Damoh North | Narsingarh | ASLANA | 11 KV Hinota kalan AG | Sagoni Kalan | JHANSI WALA | 25 KVA | 1955
1395 | Damoh | Damoh North | Narsingarh | ASLANA | 11 KV Hinota kalan AG | Sagoni Kalan | SOTAM WALA | 25 KVA | 1956
1396 | Damoh | Damoh North | Narsingarh | ASLANA | 11 KV Hinota kalan AG | Sagoni Kalan | PRAYAGRAJ WALA | 100 KVA | 1958
1397 | Damoh | Damoh North | Narsingarh | ASLANA | 11 KV Hinota kalan AG | Sagoni Kalan | BALRAM WALA | 25 KVA | 1963
1398 | Damoh | Damoh North | Narsingarh | ASLANA | 11 KV Hinota kalan AG | Sagoni Kalan | BHOLA WALA | 25 KVA | 1965
1399 | Damoh | Damoh North | Narsingarh | ASLANA | 11 KV Hinota kalan AG | Sagoni Kalan | MANJU WAA | 25 KVA | 1974
1400 | Damoh | Damoh North | Narsingarh | ASLANA | 11 KV Hinota kalan AG | Sagoni Kalan | GANESH WALA | 25 KVA | 1977
1401 | Damoh | Damoh North | Narsingarh | ASLANA | 11 KV Hinota kalan AG | Bhainsa Narsinghgarh | SANJAY WALA | 25 KVA | 1981
1402 | Damoh | Damoh North | Narsingarh | ASLANA | 11 KV Hinota kalan AG | Bhainsa Narsinghgarh | VIHARI WALA | 25 KVA | 1986
1403 | Damoh | Damoh North | Narsingarh | ASLANA | 11 KV Hinota kalan AG | Bhainsa Narsinghgarh | SHRIRAM | 25 KVA | 1987
1404 | Damoh | Damoh North | Narsingarh | ASLANA | 11 KV Hinota kalan AG | Bhainsa Narsinghgarh | JHANSHI WALA | 25 KVA | 1988
1405 | Damoh | Damoh North | Narsingarh | ASLANA | 11 KV Hinota kalan AG | Bhainsa Narsinghgarh | BHARAT WALA | 25 KVA | 1991
1406 | Damoh | Damoh North | Narsingarh | ASLANA | 11 KV Hinota kalan AG | Bhainsa Narsinghgarh | MUDWARI NALA | 25 KVA | 1994
1407 | Damoh | Damoh North | Narsingarh | ASLANA | 11 KV Hinota kalan AG | Sagoni Kalan | PAHLAD SINGH | 25 KVA | 1999
1408 | Damoh | Damoh North | Narsingarh | ASLANA | 11 KV Hinota kalan AG | Sagoni Kalan | MURAT SINGH | 25 KVA | 2007
1409 | Damoh | Damoh North | Narsingarh | ASLANA | 11 KV Hinota kalan AG | Sagoni Kalan | GABBAR SINGH | 25 KVA | 2011
1410 | Damoh | Damoh North | Narsingarh | ASLANA | 11 KV Hinota kalan AG | Sagoni Kalan | GABBAR SINGH | 25 KVA | 2012
1411 | Damoh | Damoh North | Narsingarh | ASLANA | 11 KV Hinota kalan AG | Sagoni Kalan | DOULAT WALA | 25 KVA | 2015
1412 | Damoh | Damoh North | Narsingarh | ASLANA | 11 KV Hinota kalan AG | Sagoni Khurd | DHEERAJ WALA | 25 KVA | 2023
1413 | Damoh | Damoh North | Narsingarh | ASLANA | 11 KV Hinota kalan AG | Sagoni Khurd | MOHAN ATHYA WALA | 100 KVA | 2025
1414 | Damoh | Damoh North | Narsingarh | ASLANA | 11 KV Hinota kalan AG | Sagoni Khurd | PAPPU WALA | 100 KVA | 2030
1415 | Damoh | Damoh North | Narsingarh | ASLANA | 11 KV Hinota kalan AG | Sagoni Khurd | GANDHARV WALA | 25 KVA | 2035
1416 | Damoh | Damoh North | Narsingarh | ASLANA | 11 KV Hinota kalan AG | Sagoni Khurd | PAPPU WALA | 63 KVA | 2038
1417 | Damoh | Damoh North | Narsingarh | ASLANA | 11 KV Hinota kalan AG | Sagoni Khurd | RAVI SINGH | 25 KVA | 2043
1418 | Damoh | Damoh North | Narsingarh | ASLANA | 11 KV Hinota kalan AG | Sagoni Khurd | KALYAN SINGH | 25 KVA | 2044
1419 | Damoh | Damoh North | Narsingarh | ASLANA | 11 KV Hinota kalan AG | Sagoni Kalan | HAAR WALA | 25 KVA | 2049
1420 | Damoh | Damoh South | Tejgarh | HINOTI | 11 KV KEVLARI DL | Putrighat Mal | JHALON ROAD KE PAS PUTRIGHAT | 100 KVA | 2984
1421 | Damoh | Damoh South | Tejgarh | HINOTI | 11 KV KEVLARI DL | Pati Liladhar | HAR KE PASS | 25 KVA | 2979
1422 | Damoh | Damoh South | Tejgarh | HINOTI | 11 KV KEVLARI DL | Dinari | HARIJAN MOHALLA KE PASS | 25 KVA | 2968
1423 | Damoh | Damoh South | Tejgarh | HINOTI | 11 KV KEVLARI DL | Dinari | SARPANCH KE GHAR PASS | 25 KVA | 2960
1424 | Damoh | Damoh South | Tejgarh | HINOTI | 11 KV KEVLARI DL | Dinari | DUWAN KI BARI KE PASS | 25 KVA | 2958
1425 | Damoh | Damoh South | Tejgarh | HINOTI | 11 KV KEVLARI DL | Dinari | SCHOOL KE PASS | 100 KVA | 2953
1426 | Damoh | Damoh South | Tejgarh | HINOTI | 11 KV KEVLARI DL | Dinari | WATAR BOX NADHI KE PASS | 25 KVA | 2950
1427 | Damoh | Damoh South | Tejgarh | HINOTI | 11 KV KEVLARI DL | Dinari | SCHOOL KE PASS | 25 KVA | 2945
1428 | Damoh | Damoh South | Tejgarh | HINOTI | 11 KV KEVLARI DL | Dinari | DINARI PATTI MOHALLA | 25 KVA | 2941
1429 | Damoh | Damoh South | Tejgarh | HINOTI | 11 KV KEVLARI DL | Dinari | DINARI MAIN ROAD KE PASS | 25 KVA | 2936
1430 | Damoh | Damoh South | Tejgarh | HINOTI | 11 KV KEVLARI DL | Dinari | DINARI BASTI KE PASS | 25 KVA | 2905
1431 | Damoh | Damoh South | Tejgarh | HINOTI | 11 KV KEVLARI DL | Dinari | DINARI BASTI NADHI PASS WALA | 100 KVA | 2904
1432 | Damoh | Damoh South | Tejgarh | HINOTI | 11 KV KEVLARI DL | Pipariya Tikaram | TORIYA BASTI KE PASS | 25 KVA | 2893
1433 | Damoh | Damoh South | Tejgarh | HINOTI | 11 KV KEVLARI DL | Pipariya Tikaram | PEPARIYA BASTI ROAD KE PASS | 25 KVA | 2889
1434 | Damoh | Damoh South | Tejgarh | HINOTI | 11 KV KEVLARI DL | Dinari | MANI BASTI KE PASS | 25 KVA | 2881
1435 | Damoh | Damoh South | Tejgarh | HINOTI | 11 KV KEVLARI DL | Pati Liladhar | KUAA KE PASS | 25 KVA | 2820
1436 | Damoh | Damoh South | Tejgarh | HINOTI | 11 KV KEVLARI DL | Pati Liladhar | PEPAL KE PED KE PASS | 25 KVA | 2814
1437 | Damoh | Damoh South | Tejgarh | HINOTI | 11 KV KEVLARI DL | Pati Liladhar | SHET KE GHAR PASS | 25 KVA | 2812
1438 | Damoh | Damoh South | Tejgarh | HINOTI | 11 KV KEVLARI DL | Dinari | DINARI BASTI W/W | 25 KVA | 2810
1439 | Damoh | Damoh South | Tejgarh | HINOTI | 11 KV KEVLARI DL | Dasondi Mal | TORIYA KE PASS | 25 KVA | 2807
1440 | Damoh | Damoh South | Tejgarh | HINOTI | 11 KV KEVLARI DL | Kulua | TORIYA MOHLLA | 25 KVA | 2791
1441 | Damoh | Damoh South | Tejgarh | HINOTI | 11 KV KEVLARI DL | Kulua | KALAWA TORIYA KE PASS | 25 KVA | 2775
1442 | Damoh | Damoh South | Tejgarh | HINOTI | 11 KV KEVLARI DL | Kulua | BASTI KE PASS | 25 KVA | 2774
1443 | Damoh | Damoh South | Tejgarh | HINOTI | 11 KV KEVLARI DL | Kulua | TORIYA KE PASS DEVRILILADHAR | 25 KVA | 2773
1444 | Damoh | Damoh South | Tejgarh | HINOTI | 11 KV KEVLARI DL | Kulua | TAPARIYA MOHALLA | 100 KVA | 2763
1445 | Damoh | Damoh South | Tejgarh | HINOTI | 11 KV KEVLARI DL | Kulua | BASTI ROAD KE PASS | 100 KVA | 2761
1446 | Damoh | Damoh South | Tejgarh | HINOTI | 11 KV KEVLARI DL | Pati Liladhar | MANI BASTI KE PASS | 100 KVA | 2757
1447 | Damoh | Damoh South | Tejgarh | HINOTI | 11 KV KEVLARI DL | Batka | MANI BASTI KE PASS | 100 KVA | 2738
1448 | Damoh | Damoh South | Tejgarh | HINOTI | 11 KV KEVLARI DL | Bandopahar Mal | TORIYA KE PASS BANDOPAHAD | 25 KVA | 2733
1449 | Damoh | Damoh South | Tejgarh | HINOTI | 11 KV KEVLARI DL | Majhgawa Mal | BASTI HAR KA TRANSFORNMER | 25 KVA | 2679
1450 | Damoh | Damoh South | Tejgarh | HINOTI | 11 KV KEVLARI DL | Batka | MAIN BASTI KE PASS | 25 KVA | 2675
1451 | Damoh | Damoh South | Tejgarh | HINOTI | 11 KV KEVLARI DL | Majhgawa Mal | BASTI WALA | 25 KVA | 2672
1452 | Damoh | Damoh South | Tejgarh | HINOTI | 11 KV KEVLARI DL | Keolari Upadhyay | MAIN BASTI KE PASS KEVLARII UPADHYA | 25 KVA | 2668
1453 | Damoh | Damoh South | Tejgarh | HINOTI | 11 KV KEVLARI DL | Batka | HAR WALA TRANSFORMER | 25 KVA | 2660
1454 | Damoh | Damoh South | Tejgarh | HINOTI | 11 KV KEVLARI DL | Majhgawa Mal | MAIN BASTI KE PASS | 25 KVA | 2654
1455 | Damoh | Damoh South | Tejgarh | HINOTI | 11 KV KEVLARI DL | Majhgawa Mal | TALAB KE PASS WALI | 25 KVA | 2648
1456 | Damoh | Damoh South | Tejgarh | HINOTI | 11 KV KEVLARI DL | Keolari | KEVALRI ROAD KE PASS | 25 KVA | 2641
1457 | Damoh | Damoh South | Tejgarh | HINOTI | 11 KV KEVLARI DL | Keolari Upadhyay | KEVALRI BASTI KE PASS | 25 KVA | 2630
1458 | Damoh | Damoh South | Tejgarh | HINOTI | 11 KV KEVLARI DL | Putrighat Ryt | MOD KE PASS JHALON ROAD | 25 KVA | 2622
1459 | Damoh | Damoh South | Tejgarh | HINOTI | 11 KV KEVLARI DL | Putrighat Ryt | JHOLON RAOD TORIYA KE PASS | 25 KVA | 2616
1460 | Damoh | Damoh South | Tejgarh | HINOTI | 11 KV KEVLARI DL | Putrighat Ryt | JHALON ROAD KE PASS | 25 KVA | 2604
1461 | Damoh | Damoh South | Tejgarh | HINOTI | 11 KV KEVLARI DL | Putrighat Ryt | AASHTI KE BARE ME | 25 KVA | 2593
1462 | Damoh | Damoh South | Tejgarh | HINOTI | 11 KV KEVLARI DL | Putrighat Ryt | BASTI KE PASS | 25 KVA | 2588
1463 | Damoh | Damoh South | Tejgarh | HINOTI | 11 KV KEVLARI DL | Putrighat Ryt | TORIYA KE PASS | 25 KVA | 2581
1464 | Damoh | Damoh South | Tejgarh | HINOTI | 11 KV KEVLARI DL | Putrighat Ryt | BASAL MOHALLA KE PASS | 25 KVA | 2573
1465 | Damoh | Damoh South | Tejgarh | HINOTI | 11 KV KEVLARI DL | Putrighat Ryt | HAR WLALA DTR | 63 KVA | 2564
1466 | Damoh | Damoh South | Tejgarh | HINOTI | 11 KV KEVLARI DL | Putrighat Ryt | NALA KE PASS WALA | 25 KVA | 2562
1467 | Damoh | Damoh South | Tejgarh | HINOTI | 11 KV KEVLARI DL | Putrighat Mal | SAHAB SINGH KE GHAR PASS | 25 KVA | 2530
1468 | Damoh | Damoh South | Tejgarh | HINOTI | 11 KV KEVLARI DL | Sagoriya | SAGORIYA MOHALAL | 63 KVA | 3006
1469 | Damoh | Damoh South | Tejgarh | HINOTI | 11 KV KEVLARI DL | Sagoriya | SAGORIYA HAR WALA | 25 KVA | 3014
1470 | Damoh | Damoh South | Tejgarh | HINOTI | 11 KV KEVLARI DL | Sagoriya | SCHOOL KE PASS SAGORIYA | 25 KVA | 3022
1471 | Damoh | Damoh South | Tejgarh | HINOTI | 11 KV KEVLARI DL | Sagoriya | SAGORIYA BASTI KE PASS | 25 KVA | 3028
1472 | Damoh | Damoh South | Tejgarh | HINOTI | 11 KV KEVLARI DL | Sagoriya | SAGORIYA BASTI KE PASS | 25 KVA | 3032
1473 | Damoh | Damoh South | Tejgarh | HINOTI | 11 KV KEVLARI DL | Sagoriya | SAGORIYA MAIN BAST KE PASS | 100 KVA | 3033
1474 | Damoh | Damoh South | Damoh Town | JABALPUR NAKA | 11 KV HOSPITAL DL | NO VILLAGE FOUND | BOYS HOSTELS 100KVA | 100 KVA | 101
1475 | Damoh | Damoh South | Damoh Town | JABALPUR NAKA | 11 KV HOSPITAL DL | NO VILLAGE FOUND | GIRLS HOSTELS 100KVA | 100 KVA | 100
1476 | Damoh | Damoh South | Damoh Town | JABALPUR NAKA | 11 KV HOSPITAL DL | NO VILLAGE FOUND | JILA JAIL 100 KVA | 200 KVA | 85
1477 | Damoh | Damoh South | Damoh Town | JABALPUR NAKA | 11 KV HOSPITAL DL | Hirdepur (CT) | HOSPITAL MAIN GATE | 200 KVA | 83
1478 | Damoh | Damoh South | Damoh Town | JABALPUR NAKA | 11 KV HOSPITAL DL | Hirdepur (CT) | VRADHA ASHRAM | 100 KVA | 82
1479 | Damoh | Damoh South | Damoh Town | JABALPUR NAKA | 11 KV HOSPITAL DL | Hirdepur (CT) | DISTT COURT | 100 KVA | 78
1480 | Damoh | Damoh South | Damoh Town | JABALPUR NAKA | 11 KV HOSPITAL DL | Hirdepur (CT) | TAHSIL GROUND | 200 KVA | 68
1481 | Damoh | Damoh South | Damoh Town | JABALPUR NAKA | 11 KV HOSPITAL DL | Hirdepur (CT) | JAIL LINE 2 | 200 KVA | 62
1482 | Damoh | Damoh South | Damoh Town | JABALPUR NAKA | 11 KV HOSPITAL DL | Hirdepur (CT) | JAIL LINE1 | 100 KVA | 61
1483 | Damoh | Damoh South | Damoh Town | JABALPUR NAKA | 11 KV HOSPITAL DL | Hirdepur (CT) | POLICE PETROL PUMP | 100 KVA | 58
1484 | Damoh | Damoh South | Damoh Town | JABALPUR NAKA | 11 KV HOSPITAL DL | Pipariya Nayak | AIRTEL TOWER | 100 KVA | 55
1485 | Damoh | Damoh South | Damoh Town | JABALPUR NAKA | 11 KV HOSPITAL DL | Hirdepur (CT) | BELA TAL TAPU | 200 KVA | 47
1486 | Damoh | Damoh South | Damoh Town | JABALPUR NAKA | 11 KV HOSPITAL DL | Hirdepur (CT) | CIRKIT HOUSE | 100 KVA | 44
1487 | Damoh | Damoh South | Damoh Town | JABALPUR NAKA | 11 KV HOSPITAL DL | Pipariya Nayak | AGRAWAL DALL MILL 1 | 200 KVA | 30
1488 | Damoh | Damoh South | Damoh Town | JABALPUR NAKA | 11 KV HOSPITAL DL | Pipariya Nayak | KHAJURAO DALL MILL | 200 KVA | 31
1489 | Damoh | Damoh South | Damoh Town | JABALPUR NAKA | 11 KV HOSPITAL DL | Pipariya Nayak | UDYOG BHIVAG 2 NO VARDHAMAN DALL MILL | 200 KVA | 28
1490 | Damoh | Damoh South | Damoh Town | JABALPUR NAKA | 11 KV HOSPITAL DL | Pipariya Nayak | UDYOG BHIVAG ROAD 1 NO | 200 KVA | 26
1491 | Damoh | Damoh South | Damoh Town | JABALPUR NAKA | 11 KV HOSPITAL DL | Pipariya Nayak | PETROL PUMP JBP NAKA | 200 KVA | 23
1492 | Damoh | Damoh South | Damoh Town | JABALPUR NAKA | 11 KV HOSPITAL DL | Pipariya Nayak | TAHSEEL WALA | 200 KVA | 10
1493 | Damoh | Damoh South | Damoh Town | JABALPUR NAKA | 11 KV HOSPITAL DL | Pipariya Nayak | MPEB GATE JBP NAKA | 100 KVA | 7
1494 | Damoh | Damoh South | Damoh Town | KILLAI NAKA | 11 KV T-4A DL | Rastoriya | SATKAR LODGE | 200 KVA | 131
1495 | Damoh | Damoh South | Damoh Town | KILLAI NAKA | 11 KV T-4A DL | Rastoriya | RELIANCE TOWER | 100 KVA | 129
1496 | Damoh | Damoh South | Damoh Town | KILLAI NAKA | 11 KV T-4A DL | Rastoriya | ICICI BANK | 200 KVA | 128
1497 | Damoh | Damoh South | Damoh Town | KILLAI NAKA | 11 KV T-4A DL | NO VILLAGE FOUND | KHUSHABOO BEER BAR 200 KVA | 100 KVA | 127
1498 | Damoh | Damoh South | Damoh Town | KILLAI NAKA | 11 KV T-4A DL | Rastoriya | PRABHU PATEL BIDI | 200 KVA | 126
1499 | Damoh | Damoh South | Damoh Town | KILLAI NAKA | 11 KV T-4A DL | Rastoriya | BHARTI INVERCHER LTD | 100 KVA | 120
1500 | Damoh | Damoh South | Damoh Town | KILLAI NAKA | 11 KV T-4A DL | Rastoriya | DR ABHAY JAIN BALA | 200 KVA | 117
1501 | Damoh | Damoh South | Damoh Town | KILLAI NAKA | 11 KV T-4A DL | Rastoriya | JAIN SCHOOL | 100 KVA | 118
1502 | Damoh | Damoh South | Damoh Town | KILLAI NAKA | 11 KV T-4A DL | Rastoriya | GAURD LINE | 200 KVA | 114
1503 | Damoh | Damoh South | Damoh Town | KILLAI NAKA | 11 KV T-4A DL | Rastoriya | RAI CHOURAHAA | 200 KVA | 107
1504 | Damoh | Damoh South | Damoh Town | KILLAI NAKA | 11 KV T-4A DL | Rastoriya | GALLA MANDI | 200 KVA | 104
1505 | Damoh | Damoh South | Damoh Town | KILLAI NAKA | 11 KV T-4A DL | NO VILLAGE FOUND | NAYA WALA | 63 KVA | 103
1506 | Damoh | Damoh South | Damoh Town | KILLAI NAKA | 11 KV T-4A DL | Rastoriya | SANJIVINI HOSPITAL | 100 KVA | 101
1507 | Damoh | Damoh South | Damoh Town | KILLAI NAKA | 11 KV T-4A DL | Rastoriya | GALLA MANDI GATE | 100 KVA | 90
1508 | Damoh | Damoh South | Damoh Town | KILLAI NAKA | 11 KV T-4A DL | Rastoriya | GUPTA SWEETS | 200 KVA | 88
1509 | Damoh | Damoh South | Damoh Town | KILLAI NAKA | 11 KV T-4A DL | Rastoriya | DR NAVEEN SONI | 100 KVA | 86
1510 | Damoh | Damoh South | Damoh Town | KILLAI NAKA | 11 KV T-4A DL | Rastoriya | AIRTEL TOWER | 100 KVA | 84
1511 | Damoh | Damoh South | Damoh Town | KILLAI NAKA | 11 KV T-4A DL | Rastoriya | RAILWAY STATION | 200 KVA | 81
1512 | Damoh | Damoh South | Damoh Town | KILLAI NAKA | 11 KV T-4A DL | Rastoriya | ARJUN HOTEL | 200 KVA | 80
1513 | Damoh | Damoh South | Damoh Town | KILLAI NAKA | 11 KV T-4A DL | Rastoriya | DILABER | 200 KVA | 78
1514 | Damoh | Damoh South | Damoh Town | KILLAI NAKA | 11 KV T-4A DL | Rastoriya | HOTEL RAMBHOG | 200 KVA | 76
1515 | Damoh | Damoh South | Damoh Town | KILLAI NAKA | 11 KV T-4A DL | Rastoriya | AXIS BANK | 200 KVA | 75
1516 | Damoh | Damoh South | Damoh Town | KILLAI NAKA | 11 KV T-4A DL | NO VILLAGE FOUND | RELIANCE FRESH 100KVA | 100 KVA | 71
1517 | Damoh | Damoh South | Damoh Town | KILLAI NAKA | 11 KV T-4A DL | Rastoriya | HARI SINGH DP | 200 KVA | 69
1518 | Damoh | Damoh South | Damoh Town | KILLAI NAKA | 11 KV T-4A DL | Rastoriya | PARAS NARSING | 200 KVA | 65
1519 | Damoh | Damoh South | Damoh Town | KILLAI NAKA | 11 KV T-4A DL | NO VILLAGE FOUND | CROMA SHOWROOM 200 KVA | 200 KVA | 60
1520 | Damoh | Damoh South | Damoh Town | KILLAI NAKA | 11 KV T-4A DL | Rastoriya | GUPTA LODGE | 200 KVA | 59
1521 | Damoh | Damoh South | Damoh Town | KILLAI NAKA | 11 KV T-4A DL | NO VILLAGE FOUND | ITORIYA COMPLEXES | 200 KVA | 55
1522 | Damoh | Damoh South | Damoh Town | KILLAI NAKA | 11 KV T-4A DL | NO VILLAGE FOUND | NAYA WALA | 100 KVA | 54
1523 | Damoh | Damoh South | Damoh Town | KILLAI NAKA | 11 KV T-4A DL | Rastoriya | MISION HOSPITAL | 200 KVA | 53
1524 | Damoh | Damoh South | Damoh Town | KILLAI NAKA | 11 KV T-4A DL | Rastoriya | INDRA PLACE | 200 KVA | 50
1525 | Damoh | Damoh South | Damoh Town | KILLAI NAKA | 11 KV T-4A DL | Rastoriya | SBI INDORE | 200 KVA | 47
1526 | Damoh | Damoh South | Damoh Town | KILLAI NAKA | 11 KV T-4A DL | Rastoriya | BRAJVASI HOTEL | 200 KVA | 44
1527 | Damoh | Damoh South | Damoh Town | KILLAI NAKA | 11 KV T-4A DL | Rastoriya | GUJRAT SWEETS | 100 KVA | 42
1528 | Damoh | Damoh South | Damoh Town | KILLAI NAKA | 11 KV T-4A DL | Rastoriya | TULSI HOTEL | 100 KVA | 43
1529 | Damoh | Damoh South | Damoh Town | KILLAI NAKA | 11 KV T-4A DL | Rastoriya | COLLAGE GATE | 200 KVA | 40
1530 | Damoh | Damoh South | Damoh Town | KILLAI NAKA | 11 KV T-4A DL | Rastoriya | OM TV | 100 KVA | 29
1531 | Damoh | Damoh South | Damoh Town | KILLAI NAKA | 11 KV T-4A DL | Rastoriya | NIRMAAN BALA | 200 KVA | 25
1532 | Damoh | Damoh South | Damoh Town | KILLAI NAKA | 11 KV T-4A DL | Rastoriya | HDFC BANK | 100 KVA | 24
1533 | Damoh | Damoh South | Damoh Town | KILLAI NAKA | 11 KV T-4A DL | Rastoriya | UNICE HOTEL | 100 KVA | 22
1534 | Damoh | Damoh South | Damoh Town | KILLAI NAKA | 11 KV T-4A DL | Rastoriya | AIRTEL TOWER | 100 KVA | 21
1535 | Damoh | Damoh South | Damoh Town | KILLAI NAKA | 11 KV T-4A DL | Rastoriya | RACHNA HOTEL | 200 KVA | 137
1536 | Damoh | Damoh South | Damoh Town | KILLAI NAKA | 11 KV T-4A DL | Rastoriya | BALEN BALA | 100 KVA | 139
1537 | Damoh | Damoh South | Damoh Res | INDUSTRIAL AREA MARUTAL | 11 KV HATHNI AG | Jortala Khurd | NAYA TALAB VALA | 63 KVA | 384
1538 | Damoh | Damoh South | Damoh Res | INDUSTRIAL AREA MARUTAL | 11 KV HATHNI AG | Jortala Khurd | BAGICHA VALA JORTALA | 100 KVA | 360
1539 | Damoh | Damoh South | Damoh Res | INDUSTRIAL AREA MARUTAL | 11 KV HATHNI AG | Badyau | WATER WORKS VALA BADYAU | 25 KVA | 356
1540 | Damoh | Damoh South | Damoh Res | INDUSTRIAL AREA MARUTAL | 11 KV HATHNI AG | Jortala Khurd | JORTALA BASTI VALA | 100 KVA | 337
1541 | Damoh | Damoh South | Damoh Res | INDUSTRIAL AREA MARUTAL | 11 KV HATHNI AG | Jortala Khurd | JORTALA TALAB VALA | 25 KVA | 334
1542 | Damoh | Damoh South | Damoh Res | INDUSTRIAL AREA MARUTAL | 11 KV HATHNI AG | Karondi | JOGENDAR VALA | 25 KVA | 314
1543 | Damoh | Damoh South | Damoh Res | INDUSTRIAL AREA MARUTAL | 11 KV HATHNI AG | Karondi | KARONDI HAR | 100 KVA | 302
1544 | Damoh | Damoh South | Damoh Res | INDUSTRIAL AREA MARUTAL | 11 KV HATHNI AG | Hathni | PIPRIYA HAR | 63 KVA | 294
1545 | Damoh | Damoh South | Damoh Res | INDUSTRIAL AREA MARUTAL | 11 KV HATHNI AG | Karondi | LAKHAN PUR VALA | 63 KVA | 275
1546 | Damoh | Damoh South | Damoh Res | INDUSTRIAL AREA MARUTAL | 11 KV HATHNI AG | Hathni | HATHANI TIGADDA | 100 KVA | 240
1547 | Damoh | Damoh South | Damoh Res | INDUSTRIAL AREA MARUTAL | 11 KV HATHNI AG | Kuluwa (Marutal) | CHIRAI CHONCH GWARI | 63 KVA | 217
1548 | Damoh | Damoh South | Damoh Res | INDUSTRIAL AREA MARUTAL | 11 KV HATHNI AG | Gwari | MAYAHAR GWARI | 100 KVA | 199
1549 | Damoh | Damoh South | Damoh Res | INDUSTRIAL AREA MARUTAL | 11 KV HATHNI AG | Guwari | MARGHATA WALA GWARI | 100 KVA | 188
1550 | Damoh | Damoh South | Damoh Res | INDUSTRIAL AREA MARUTAL | 11 KV HATHNI AG | Guwari | MALAIYA HAR GWARI | 100 KVA | 178
1551 | Damoh | Damoh South | Damoh Res | INDUSTRIAL AREA MARUTAL | 11 KV HATHNI AG | Bijori | BIJORI HAR VALA | 25 KVA | 174
1552 | Damoh | Damoh South | Damoh Res | INDUSTRIAL AREA MARUTAL | 11 KV HATHNI AG | Mudar Pati | BAMBAI VALA | 63 KVA | 127
1553 | Damoh | Damoh South | Damoh Res | INDUSTRIAL AREA MARUTAL | 11 KV HATHNI AG | Hinoti | HINOTI BASTI | 100 KVA | 113
1554 | Damoh | Damoh South | Damoh Res | INDUSTRIAL AREA MARUTAL | 11 KV HATHNI AG | Mudar Pati | MUDARPATI GWARI VALA | 100 KVA | 94
1555 | Damoh | Damoh South | Damoh Res | INDUSTRIAL AREA MARUTAL | 11 KV HATHNI AG | Athai | ATHAI VALA | 25 KVA | 85
1556 | Damoh | Damoh South | Damoh Res | INDUSTRIAL AREA MARUTAL | 11 KV HATHNI AG | Guwari | TINSI HAR | 63 KVA | 69
1557 | Damoh | Damoh South | Damoh Res | INDUSTRIAL AREA MARUTAL | 11 KV HATHNI AG | Guwari | BARPATI BASTI | 100 KVA | 42
1558 | Damoh | Damoh South | Damoh Res | INDUSTRIAL AREA MARUTAL | 11 KV HATHNI AG | Bhuri | MARGHATA WALA BHURI | 100 KVA | 396
1559 | Damoh | Damoh South | Damoh Res | INDUSTRIAL AREA MARUTAL | 11 KV HATHNI AG | Bhuri | KANAI DOCTOR BHURI | 100 KVA | 406
1560 | Damoh | Damoh South | Damoh Res | INDUSTRIAL AREA MARUTAL | 11 KV HATHNI AG | NO VILLAGE FOUND | NAYA HAR VALA | 100 KVA | 407
1561 | Damoh | Damoh South | Damoh Res | SITABAWRI | 11 KV RAJ NAGAR DL | Arora | ROUD WALA ERORA | 25 KVA | 455
1562 | Damoh | Damoh South | Damoh Res | SITABAWRI | 11 KV RAJ NAGAR DL | Arora | NAKTI TOTA WALA ERORA | 25 KVA | 453
1563 | Damoh | Damoh South | Damoh Res | SITABAWRI | 11 KV RAJ NAGAR DL | Arora | COLONI WALA ERORA | 25 KVA | 421
1564 | Damoh | Damoh South | Damoh Res | SITABAWRI | 11 KV RAJ NAGAR DL | Jamuniya Hazari | HOSPITAL WALA JAMUNIYA HAJARI | 25 KVA | 405
1565 | Damoh | Damoh South | Damoh Res | SITABAWRI | 11 KV RAJ NAGAR DL | Jamuniya Hazari | ROUD WALA JAMUNIYA HAJARI | 63 KVA | 395
1566 | Damoh | Damoh South | Damoh Res | SITABAWRI | 11 KV RAJ NAGAR DL | Jamuniya Hazari | SHIMBHU GORISHANKAR WALA JAMUNIYA HAJARI | 25 KVA | 390
1567 | Damoh | Damoh South | Damoh Res | SITABAWRI | 11 KV RAJ NAGAR DL | Jamuniya Hazari | TALAB WALA JAMUNIYA HAJARI | 100 KVA | 375
1568 | Damoh | Damoh South | Damoh Res | SITABAWRI | 11 KV RAJ NAGAR DL | Jamuniya Hazari | SONU WALA JAMUNIYA HAJARI | 25 KVA | 357
1569 | Damoh | Damoh South | Damoh Res | SITABAWRI | 11 KV RAJ NAGAR DL | Kham Khera | JIO TOWER WALA KHAMKHEDA | 25 KVA | 336
1570 | Damoh | Damoh South | Damoh Res | SITABAWRI | 11 KV RAJ NAGAR DL | Kham Khera | ADIWASHI WALA KHAMKHEDA | 25 KVA | 330
1571 | Damoh | Damoh South | Damoh Res | SITABAWRI | 11 KV RAJ NAGAR DL | Kham Khera | KHAMKHEDA WALA | 25 KVA | 325
1572 | Damoh | Damoh South | Damoh Res | SITABAWRI | 11 KV RAJ NAGAR DL | Kham Khera | MANDIR WALA KHAMKHEDA | 25 KVA | 314
1573 | Damoh | Damoh South | Damoh Res | SITABAWRI | 11 KV RAJ NAGAR DL | Arora | GANJ KATA WALA ERORA | 25 KVA | 287
1574 | Damoh | Damoh South | Damoh Res | SITABAWRI | 11 KV RAJ NAGAR DL | Kham Khera | SUGAR FOR WALA TAPRYAU | 25 KVA | 273
1575 | Damoh | Damoh South | Damoh Res | SITABAWRI | 11 KV RAJ NAGAR DL | Kham Khera | RAKESH WALA PATHARAYA | 25 KVA | 247
1576 | Damoh | Damoh South | Damoh Res | SITABAWRI | 11 KV RAJ NAGAR DL | Kham Khera | SCHOOL WALA PATHARYA | 25 KVA | 238
1577 | Damoh | Damoh South | Damoh Res | SITABAWRI | 11 KV RAJ NAGAR DL | Kham Khera | PATHARAYA WALA | 25 KVA | 230
1578 | Damoh | Damoh South | Damoh Res | SITABAWRI | 11 KV RAJ NAGAR DL | Rajnagar Khurd | RAJNAGAR WALA 2 | 25 KVA | 188
1579 | Damoh | Damoh South | Damoh Res | SITABAWRI | 11 KV RAJ NAGAR DL | Rajnagar Khurd | RAJNAGAR WALA | 63 KVA | 187
1580 | Damoh | Damoh South | Damoh Res | SITABAWRI | 11 KV RAJ NAGAR DL | Rajnagar Khurd | KALYAN WALA RAJNAGAR | 25 KVA | 162
1581 | Damoh | Damoh South | Damoh Res | SITABAWRI | 11 KV RAJ NAGAR DL | Rajnagar Khurd | LAL TORIYA WALA RAJNAGAR | 25 KVA | 149
1582 | Damoh | Damoh South | Damoh Res | SITABAWRI | 11 KV RAJ NAGAR DL | Hirdepur (CT) | SHELU WALA MADAHAR | 25 KVA | 117
1583 | Damoh | Damoh South | Damoh Res | SITABAWRI | 11 KV RAJ NAGAR DL | Hirdepur (CT) | SCHOOL WALA MADAHAR | 25 KVA | 111
1584 | Damoh | Damoh South | Damoh Res | SITABAWRI | 11 KV RAJ NAGAR DL | Hirdepur (CT) | PAPPU WALA MADAHAR | 25 KVA | 105
1585 | Damoh | Damoh South | Damoh Res | SITABAWRI | 11 KV RAJ NAGAR DL | Hirdepur (CT) | NARMADA WALA MADAHAR | 100 KVA | 84
1586 | Damoh | Damoh South | Damoh Res | SITABAWRI | 11 KV RAJ NAGAR DL | Hirdepur (CT) | ROAD VALA | 100 KVA | 66
1587 | Damoh | Damoh South | Damoh Res | SITABAWRI | 11 KV RAJ NAGAR DL | Hirdepur (CT) | KACHHAVARA TOLA | 25 KVA | 52
1588 | Damoh | Damoh South | Damoh Res | SITABAWRI | 11 KV RAJ NAGAR DL | Arora | DURGA WALA ERORA | 100 KVA | 468
1589 | Damoh | Damoh South | Damoh Res | SITABAWRI | 11 KV RAJ NAGAR DL | Arora | INDRABAS COLONI WALA ERORA | 25 KVA | 471
1590 | Damoh | Damoh South | Damoh Res | SITABAWRI | 11 KV RAJ NAGAR DL | Arora | SHIVPRASAD WALA ERORA | 25 KVA | 477
1591 | Damoh | Damoh South | Damoh Res | SITABAWRI | 11 KV RAJ NAGAR DL | NO VILLAGE FOUND | BASTI WALA | 25 KVA | 478
1592 | Damoh | Damoh South | Damoh Res | SITABAWRI | 11 KV RAJ NAGAR DL | NO VILLAGE FOUND | BASTI WALA | 25 KVA | 483
1593 | Damoh | Damoh South | Damoh Res | SITABAWRI | 11 KV RAJ NAGAR DL | NO VILLAGE FOUND | BASTI WALA | 25 KVA | 484
1594 | Damoh | Damoh South | Damoh Res | SITABAWRI | 11 KV SAMNNA DL | Lidhora | NANNE BHAI WALA LIDHORA | 25 KVA | 365
1595 | Damoh | Damoh South | Damoh Res | SITABAWRI | 11 KV SAMNNA DL | Lidhora | HARIJAN WALA LIDHORA | 25 KVA | 361
1596 | Damoh | Damoh South | Damoh Res | SITABAWRI | 11 KV SAMNNA DL | Lidhora | SECTRY WALA LIDHORA | 25 KVA | 355
1597 | Damoh | Damoh South | Damoh Res | SITABAWRI | 11 KV SAMNNA DL | Lidhora | SARBATI BEGAM WALA LIDHORA | 25 KVA | 348
1598 | Damoh | Damoh South | Damoh Res | SITABAWRI | 11 KV SAMNNA DL | Lidhora | SARBATI BEGAM LIDHORA | 25 KVA | 342
1599 | Damoh | Damoh South | Damoh Res | SITABAWRI | 11 KV SAMNNA DL | Lidhora | NARESH LIDHORA | 25 KVA | 338
1600 | Damoh | Damoh South | Damoh Res | SITABAWRI | 11 KV SAMNNA DL | Lidhora | LIDHORA BASTI | 100 KVA | 327
1601 | Damoh | Damoh South | Damoh Res | SITABAWRI | 11 KV SAMNNA DL | Samanna | KHARGA WALA SAMNNA | 25 KVA | 315
1602 | Damoh | Damoh South | Damoh Res | SITABAWRI | 11 KV SAMNNA DL | Samanna | GULAB JANKI WALA SAMNNA | 25 KVA | 310
1603 | Damoh | Damoh South | Damoh Res | SITABAWRI | 11 KV SAMNNA DL | Samanna | KOSHLYA RANI SAMNNA | 25 KVA | 303
1604 | Damoh | Damoh South | Damoh Res | SITABAWRI | 11 KV SAMNNA DL | Samanna | PARSHOTTAM WALA SAMNNA | 25 KVA | 296
1605 | Damoh | Damoh South | Damoh Res | SITABAWRI | 11 KV SAMNNA DL | Samanna | CHETRAM WALA SAMNNA | 25 KVA | 289
1606 | Damoh | Damoh South | Damoh Res | SITABAWRI | 11 KV SAMNNA DL | Samanna | BHAIYA LAL WALA SAMNNA | 25 KVA | 286
1607 | Damoh | Damoh South | Damoh Res | SITABAWRI | 11 KV SAMNNA DL | Samanna | NANNE BHAI SAMNNA | 25 KVA | 284
1608 | Damoh | Damoh South | Damoh Res | SITABAWRI | 11 KV SAMNNA DL | Samanna | RAJARAM WALA SAMNNA | 25 KVA | 275
1609 | Damoh | Damoh South | Damoh Res | SITABAWRI | 11 KV SAMNNA DL | Samanna | GANGANGA RAM WALA SAMNNA | 25 KVA | 268
1610 | Damoh | Damoh South | Damoh Res | SITABAWRI | 11 KV SAMNNA DL | Samanna | KANCHHEDI SAMNNA | 25 KVA | 265
1611 | Damoh | Damoh South | Damoh Res | SITABAWRI | 11 KV SAMNNA DL | Samanna | MARGHATA WALA SAMNNA | 100 KVA | 261
1612 | Damoh | Damoh South | Damoh Res | SITABAWRI | 11 KV SAMNNA DL | Samanna | SAMNNA BASTI WLA | 100 KVA | 255
1613 | Damoh | Damoh South | Damoh Res | SITABAWRI | 11 KV SAMNNA DL | Samanna | RAILWAY WALA SAMNNA | 25 KVA | 243
1614 | Damoh | Damoh South | Damoh Res | SITABAWRI | 11 KV SAMNNA DL | Samanna Ryt. | LAXMI RANI SAMNNA WALA | 25 KVA | 240
1615 | Damoh | Damoh South | Damoh Res | SITABAWRI | 11 KV SAMNNA DL | Samanna Ryt. | KASHIRAM SAMNNA WALA | 25 KVA | 231
1616 | Damoh | Damoh South | Damoh Res | SITABAWRI | 11 KV SAMNNA DL | Samanna Ryt. | RAJA BHAIYA WALA SAMNNA | 100 KVA | 226
1617 | Damoh | Damoh South | Damoh Res | SITABAWRI | 11 KV SAMNNA DL | Samanna Ryt. | SUNDAR WALA SAMNNA | 25 KVA | 225
1618 | Damoh | Damoh South | Damoh Res | SITABAWRI | 11 KV SAMNNA DL | Samanna Ryt. | BUDHBANI DR. SAMNNA | 25 KVA | 213
1619 | Damoh | Damoh South | Damoh Res | SITABAWRI | 11 KV SAMNNA DL | Samanna Ryt. | SHAYAM RAJAK SAMNNA | 25 KVA | 204
1620 | Damoh | Damoh South | Damoh Res | SITABAWRI | 11 KV SAMNNA DL | Samanna | MIDBEY SAMNNA WALA | 63 KVA | 163
1621 | Damoh | Damoh South | Damoh Res | SITABAWRI | 11 KV SAMNNA DL | Samanna | HARIJAN BASTI WALA SAMNNA | 25 KVA | 158
1622 | Damoh | Damoh South | Damoh Res | SITABAWRI | 11 KV SAMNNA DL | Samanna | PETROL PUMP WALA SAMNNA | 63 KVA | 148
1623 | Damoh | Damoh South | Damoh Res | SITABAWRI | 11 KV SAMNNA DL | Samanna | SAMNNA TIGDA WALA | 100 KVA | 144
1624 | Damoh | Damoh South | Damoh Res | SITABAWRI | 11 KV SAMNNA DL | Samanna | VODA TOWER WALA SAMNNA | 25 KVA | 143
1625 | Damoh | Damoh South | Damoh Res | SITABAWRI | 11 KV SAMNNA DL | Samanna | MANJU MOGIYA | 25 KVA | 137
1626 | Damoh | Damoh South | Damoh Res | SITABAWRI | 11 KV SAMNNA DL | Samanna | W/W SAMNNA | 25 KVA | 135
1627 | Damoh | Damoh South | Damoh Res | SITABAWRI | 11 KV SAMNNA DL | Samanna | TALAB WALA SAMNNA | 100 KVA | 127
1628 | Damoh | Damoh South | Damoh Res | SITABAWRI | 11 KV SAMNNA DL | Samanna Ryt. | SAMNNA RAITWARI | 25 KVA | 111
1629 | Damoh | Damoh South | Damoh Res | SITABAWRI | 11 KV SAMNNA DL | Lidhora | SEN WALA LIDHORA | 25 KVA | 371
1630 | Damoh | Damoh South | Damoh Res | SITABAWRI | 11 KV SAMNNA DL | Lidhora | RAJU GANDHI WALA LIDHORA | 25 KVA | 376
1631 | Damoh | Damoh South | Damoh Res | SITABAWRI | 11 KV SAMNNA DL | NO VILLAGE FOUND | ADDITIONAL VALA SAMANNA | 25 KVA | 380
1632 | Damoh | Damoh South | Damoh Res | SITABAWRI | 11 KV SAMNNA DL | NO VILLAGE FOUND | AIRTEL TOWER SAMANNA | 25 KVA | 381
1633 | Damoh | Damoh South | Banwar | BANWAR | 11 KV BALARPUR AG | Balarpur | BALARPU NADI VALA | 100 KVA | 1380
1634 | Damoh | Damoh South | Banwar | BANWAR | 11 KV BALARPUR AG | Barkhera | RAM SHING VALA | 16 KVA | 1353
1635 | Damoh | Damoh South | Banwar | BANWAR | 11 KV BALARPUR AG | Banwar | BANWAR HAR VALA | 100 KVA | 1350
1636 | Damoh | Damoh South | Banwar | BANWAR | 11 KV BALARPUR AG | Barkhera | BADE BHAI VALA | 16 KVA | 1346
1637 | Damoh | Damoh South | Banwar | BANWAR | 11 KV BALARPUR AG | Barkhera | MANJLE BHAI VALA | 16 KVA | 1344
1638 | Damoh | Damoh South | Banwar | BANWAR | 11 KV BALARPUR AG | Barkhera | BATRA VALO KA | 16 KVA | 1338
1639 | Damoh | Damoh South | Banwar | BANWAR | 11 KV BALARPUR AG | Jharoli | SAHAB | 25 KVA | 1333
1640 | Damoh | Damoh South | Banwar | BANWAR | 11 KV BALARPUR AG | Ghutguwan | NARAYAN SINGH WALA | 100 KVA | 1330
1641 | Damoh | Damoh South | Banwar | BANWAR | 11 KV BALARPUR AG | Ghutguwan | TALAB KE PAS VALI | 25 KVA | 1328
1642 | Damoh | Damoh South | Banwar | BANWAR | 11 KV BALARPUR AG | Ghat Bamhori | YADAV VALA | 25 KVA | 1319
1643 | Damoh | Damoh South | Banwar | BANWAR | 11 KV BALARPUR AG | Ghat Bamhori | GAJRAJ VALA | 25 KVA | 1310
1644 | Damoh | Damoh South | Banwar | BANWAR | 11 KV BALARPUR AG | Kulpura | TALAB VALA | 25 KVA | 1299
1645 | Damoh | Damoh South | Banwar | BANWAR | 11 KV BALARPUR AG | Ghatera | GHATERA HAR | 100 KVA | 1293
1646 | Damoh | Damoh South | Banwar | BANWAR | 11 KV BALARPUR AG | Khadera | KAMLESH PATEL VALA | 25 KVA | 1287
1647 | Damoh | Damoh South | Banwar | BANWAR | 11 KV BALARPUR AG | Khadera | NIJAMADIWASIL VALA | 25 KVA | 1276
1648 | Damoh | Damoh South | Banwar | BANWAR | 11 KV BALARPUR AG | Khadera | SUBRATY VALA | 25 KVA | 1263
1649 | Damoh | Damoh South | Banwar | BANWAR | 11 KV BALARPUR AG | Khadera | KISOR VALA | 25 KVA | 1262
1650 | Damoh | Damoh South | Banwar | BANWAR | 11 KV BALARPUR AG | Bamuriya | BARGULI HAR VALA | 25 KVA | 1259
1651 | Damoh | Damoh South | Banwar | BANWAR | 11 KV BALARPUR AG | Khadera | BABU VALA | 25 KVA | 1256
1652 | Damoh | Damoh South | Banwar | BANWAR | 11 KV BALARPUR AG | Badaiya Kheda | USHA BAI VALA | 25 KVA | 1251
1653 | Damoh | Damoh South | Banwar | BANWAR | 11 KV BALARPUR AG | Badaiya Kheda | BIHARI YADAV VALA | 25 KVA | 1248
1654 | Damoh | Damoh South | Banwar | BANWAR | 11 KV BALARPUR AG | Badaiya Kheda | SAHAB SHING VALA | 25 KVA | 1247
1655 | Damoh | Damoh South | Banwar | BANWAR | 11 KV BALARPUR AG | Badaiya Kheda | JAMNA BAI VALA | 25 KVA | 1244
1656 | Damoh | Damoh South | Banwar | BANWAR | 11 KV BALARPUR AG | Badaiya Kheda | ROD VALA | 25 KVA | 1242
1657 | Damoh | Damoh South | Banwar | BANWAR | 11 KV BALARPUR AG | Badaiya Kheda | HIRA BAI VALA | 25 KVA | 1238
1658 | Damoh | Damoh South | Banwar | BANWAR | 11 KV BALARPUR AG | Badaiya Kheda | CHENU VALA | 25 KVA | 1235
1659 | Damoh | Damoh South | Banwar | BANWAR | 11 KV BALARPUR AG | Badaiya Kheda | RAKHI VALA | 25 KVA | 1232
1660 | Damoh | Damoh South | Banwar | BANWAR | 11 KV BALARPUR AG | Badaiya Kheda | UJYAR VALA | 25 KVA | 1231
1661 | Damoh | Damoh South | Banwar | BANWAR | 11 KV BALARPUR AG | Badaiya Kheda | IAMARTY BAII VALA | 25 KVA | 1229
1662 | Damoh | Damoh South | Banwar | BANWAR | 11 KV BALARPUR AG | Badaiya Kheda | GABDU KE PAS VALA | 25 KVA | 1225
1663 | Damoh | Damoh South | Banwar | BANWAR | 11 KV BALARPUR AG | Badaiya Kheda | YADAV ALA | 25 KVA | 1219
1664 | Damoh | Damoh South | Banwar | BANWAR | 11 KV BALARPUR AG | Kulpura | JAGAT VALA | 25 KVA | 1216
1665 | Damoh | Damoh South | Banwar | BANWAR | 11 KV BALARPUR AG | Kulpura | GOTAM WALA | 25 KVA | 1213
1666 | Damoh | Damoh South | Banwar | BANWAR | 11 KV BALARPUR AG | Kulpura | HIRA BAI VALA | 25 KVA | 1209
1667 | Damoh | Damoh South | Banwar | BANWAR | 11 KV BALARPUR AG | Kulpura | GAJRAJ VALA | 25 KVA | 1206
1668 | Damoh | Damoh South | Banwar | BANWAR | 11 KV BALARPUR AG | Kulpura | BAGICHA VALA | 25 KVA | 1203
1669 | Damoh | Damoh South | Banwar | BANWAR | 11 KV BALARPUR AG | Kulpura | ACHHCHHE LAL VALA | 25 KVA | 1198
1670 | Damoh | Damoh South | Banwar | BANWAR | 11 KV BALARPUR AG | Kulpura | NIJAM VALA | 25 KVA | 1190
1671 | Damoh | Damoh South | Banwar | BANWAR | 11 KV BALARPUR AG | Kulpura | SAHABAHIRWAL VALA | 25 KVA | 1187
1672 | Damoh | Damoh South | Banwar | BANWAR | 11 KV BALARPUR AG | Kulpura | NAHAR VALA | 25 KVA | 1185
1673 | Damoh | Damoh South | Banwar | BANWAR | 11 KV BALARPUR AG | Kulpura | RAI VALA | 25 KVA | 1181
1674 | Damoh | Damoh South | Banwar | BANWAR | 11 KV BALARPUR AG | Kulpura | RAJU VALA | 25 KVA | 1178
1675 | Damoh | Damoh South | Banwar | BANWAR | 11 KV BALARPUR AG | Kulpura | JAGESWAR VALA | 25 KVA | 1174
1676 | Damoh | Damoh South | Banwar | BANWAR | 11 KV BALARPUR AG | Kulpura | KALLU VALA | 25 KVA | 1169
1677 | Damoh | Damoh South | Banwar | BANWAR | 11 KV BALARPUR AG | Kulpura | GULAB VALA | 25 KVA | 1167
1678 | Damoh | Damoh South | Banwar | BANWAR | 11 KV BALARPUR AG | Kulpura | KAMLESH VALA | 25 KVA | 1160
1679 | Damoh | Damoh South | Banwar | BANWAR | 11 KV BALARPUR AG | Jharoli | VIRENDARLA VALA | 25 KVA | 1154
1680 | Damoh | Damoh South | Banwar | BANWAR | 11 KV BALARPUR AG | Jharoli | VINOD RAI VALA | 25 KVA | 1152
1681 | Damoh | Damoh South | Banwar | BANWAR | 11 KV BALARPUR AG | Jharoli | NIJAM PATEL VALA | 25 KVA | 1141
1682 | Damoh | Damoh South | Banwar | BANWAR | 11 KV BALARPUR AG | Jharoli | ASEES VALA | 25 KVA | 1137
1683 | Damoh | Damoh South | Banwar | BANWAR | 11 KV BALARPUR AG | Barkhera | BADRI VALA | 25 KVA | 1387
1684 | Damoh | Damoh South | Banwar | BANWAR | 11 KV BALARPUR AG | Balarpur | KALU VALA | 25 KVA | 1390
1685 | Damoh | Damoh South | Banwar | BANWAR | 11 KV BALARPUR AG | Barkhera | NIRPAT VALA | 25 KVA | 1393
1686 | Damoh | Damoh South | Banwar | BANWAR | 11 KV BALARPUR AG | Balarpur | KULPURA HAR NADI KE PAS V | 63 KVA | 1403
1687 | Damoh | Damoh South | Banwar | BANWAR | 11 KV BALARPUR AG | Balarpur | KUL PURA HAR VALA | 63 KVA | 1412
1688 | Damoh | Damoh South | Banwar | BANWAR | 11 KV BALARPUR AG | Balarpur | RASEED KHAN VALA | 25 KVA | 1415
1689 | Damoh | Damoh South | Banwar | BANWAR | 11 KV BALARPUR AG | Balarpur | BENY VALA | 25 KVA | 1422
1690 | Damoh | Damoh North | Pathariya Res | BARDHARI | 11 KV Bardhari DL | Bardhari | BARDHARI HIGH SCHOOL WALA | 25 KVA | 288
1691 | Damoh | Damoh North | Pathariya Res | BARDHARI | 11 KV Bardhari DL | Satouwa | BARDHARI PAPPU WALA | 25 KVA | 268
1692 | Damoh | Damoh North | Pathariya Res | BARDHARI | 11 KV Bardhari DL | Satouwa | BARDHARI BICHHIYA WALA | 25 KVA | 263
1693 | Damoh | Damoh North | Pathariya Res | BARDHARI | 11 KV Bardhari DL | Satouwa | BARDHARI PHE | 25 KVA | 262
1694 | Damoh | Damoh North | Pathariya Res | BARDHARI | 11 KV Bardhari DL | Satouwa | BARDHARI TALAB WALA | 25 KVA | 252
1695 | Damoh | Damoh North | Pathariya Res | BARDHARI | 11 KV Bardhari DL | Satouwa | BARDHA RIRAMMU THAKUR | 25 KVA | 247
1696 | Damoh | Damoh North | Pathariya Res | BARDHARI | 11 KV Bardhari DL | Satouwa | BARDHARI PADE JI WALA | 25 KVA | 246
1697 | Damoh | Damoh North | Pathariya Res | BARDHARI | 11 KV Bardhari DL | Satouwa | BARDHARI HARIJAN BASTI | 100 KVA | 297
1698 | Damoh | Damoh North | Pathariya Res | BARDHARI | 11 KV Bardhari DL | Satouwa | BARDHARI PRAMOD KUMHAR WALA | 25 KVA | 298
1699 | Damoh | Damoh North | Pathariya Res | BARDHARI | 11 KV Bardhari DL | Satouwa | BARDHARI PATERIYA WALA | 25 KVA | 300
1700 | Damoh | Damoh North | Pathariya Res | BARDHARI | 11 KV Bardhari DL | Satouwa | BARDHARI RAMU WALA | 25 KVA | 301
1701 | Damoh | Damoh North | Pathariya Res | BARDHARI | 11 KV Bardhari AG | Pipariya Luhar | BELKHEDI LAXMAN WALA | 25 KVA | 680
1702 | Damoh | Damoh North | Pathariya Res | BARDHARI | 11 KV Bardhari AG | Berkhedi | BELKHEDI RAMCHANDRA WALA | 25 KVA | 677
1703 | Damoh | Damoh North | Pathariya Res | BARDHARI | 11 KV Bardhari AG | Berkhedi | BELKHEDI AWADHRANI WALA | 25 KVA | 673
1704 | Damoh | Damoh North | Pathariya Res | BARDHARI | 11 KV Bardhari AG | Berkhedi | BELKHEDI CHAR PULIYA WALA | 100 KVA | 675
1705 | Damoh | Damoh North | Pathariya Res | BARDHARI | 11 KV Bardhari AG | Berkhedi | BELKHEDI DROPTI BAI WALA | 25 KVA | 670
1706 | Damoh | Damoh North | Pathariya Res | BARDHARI | 11 KV Bardhari AG | Berkhedi | BELKHEDI GOVERDHAN WALA | 25 KVA | 663
1707 | Damoh | Damoh North | Pathariya Res | BARDHARI | 11 KV Bardhari AG | Berkhedi | NORU BHAGWANDAS WALA | 25 KVA | 655
1708 | Damoh | Damoh North | Pathariya Res | BARDHARI | 11 KV Bardhari AG | Berkhedi | NORU CHANDRABHAN WALA | 25 KVA | 652
1709 | Damoh | Damoh North | Pathariya Res | BARDHARI | 11 KV Bardhari AG | Berkhedi | NORU MUNNA WALA | 25 KVA | 643
1710 | Damoh | Damoh North | Pathariya Res | BARDHARI | 11 KV Bardhari AG | Berkhedi | NORU SHIVRAM WALA | 25 KVA | 646
1711 | Damoh | Damoh North | Pathariya Res | BARDHARI | 11 KV Bardhari AG | Berkhedi | NORU MITHUN WALA | 25 KVA | 640
1712 | Damoh | Damoh North | Pathariya Res | BARDHARI | 11 KV Bardhari AG | Mohanpur | NORU GANGA WALA | 25 KVA | 633
1713 | Damoh | Damoh North | Pathariya Res | BARDHARI | 11 KV Bardhari AG | Berkhedi | NORU PRAHLAD WALA | 25 KVA | 629
1714 | Damoh | Damoh North | Pathariya Res | BARDHARI | 11 KV Bardhari AG | Mohanpur | NORU POORAN WALA | 25 KVA | 626
1715 | Damoh | Damoh North | Pathariya Res | BARDHARI | 11 KV Bardhari AG | Kari Khedi | SHAHPUR AHIRWAR WALA | 25 KVA | 617
1716 | Damoh | Damoh North | Pathariya Res | BARDHARI | 11 KV Bardhari AG | Kari Khedi | SHAHPUR ANUJ PATERIYA WALA | 25 KVA | 612
1717 | Damoh | Damoh North | Pathariya Res | BARDHARI | 11 KV Bardhari AG | Kari Khedi | SHAHPUR BACHCHU WALA | 25 KVA | 608
1718 | Damoh | Damoh North | Pathariya Res | BARDHARI | 11 KV Bardhari AG | Berkhedi | KHIRIYA SAHU WALA | 25 KVA | 604
1719 | Damoh | Damoh North | Pathariya Res | BARDHARI | 11 KV Bardhari AG | Berkhedi | KHIRIYA CHHEER WALA | 100 KVA | 599
1720 | Damoh | Damoh North | Pathariya Res | BARDHARI | 11 KV Bardhari AG | Berkhedi | KHIRIYA KOMAL WALA | 25 KVA | 596
1721 | Damoh | Damoh North | Pathariya Res | BARDHARI | 11 KV Bardhari AG | Berkhedi | KHIRIYA HEERALAL WALA | 25 KVA | 591
1722 | Damoh | Damoh North | Pathariya Res | BARDHARI | 11 KV Bardhari AG | Berkhedi | KHIRIYA PRADEEP WALA | 25 KVA | 585
1723 | Damoh | Damoh North | Pathariya Res | BARDHARI | 11 KV Bardhari AG | Berkhedi | KHIRIYA UMRAO WALA | 25 KVA | 580
1724 | Damoh | Damoh North | Pathariya Res | BARDHARI | 11 KV Bardhari AG | Berkhedi | KHIRIYA NARAD WALA | 25 KVA | 581
1725 | Damoh | Damoh North | Pathariya Res | BARDHARI | 11 KV Bardhari AG | Berkhedi | KHIRIYA MANI PATEL | 25 KVA | 488
1726 | Damoh | Damoh North | Pathariya Res | BARDHARI | 11 KV Bardhari AG | Khiriya Chhakka | KHIRIYA JAGESHWAR WALA | 25 KVA | 492
1727 | Damoh | Damoh North | Pathariya Res | BARDHARI | 11 KV Bardhari AG | Shahpur | KHIRIYA DOCTOR WALA | 25 KVA | 499
1728 | Damoh | Damoh North | Pathariya Res | BARDHARI | 11 KV Bardhari AG | Berkhedi | KHIRIYA SER WALA | 25 KVA | 575
1729 | Damoh | Damoh North | Pathariya Res | BARDHARI | 11 KV Bardhari AG | Berkhedi | KHIRIYA RAJARAM WALA | 25 KVA | 574
1730 | Damoh | Damoh North | Pathariya Res | BARDHARI | 11 KV Bardhari AG | Shahpur | KHIRIYA CHANDRABHAN AHIRWAR | 25 KVA | 570
1731 | Damoh | Damoh North | Pathariya Res | BARDHARI | 11 KV Bardhari AG | Shahpur | KHIRIYA RACHNA WALA | 25 KVA | 567
1732 | Damoh | Damoh North | Pathariya Res | BARDHARI | 11 KV Bardhari AG | Shahpur | KHIRIYA JAGDISH WALA | 25 KVA | 564
1733 | Damoh | Damoh North | Pathariya Res | BARDHARI | 11 KV Bardhari AG | Berkhedi | KHIRIYA BADEDA WALA | 25 KVA | 560
1734 | Damoh | Damoh North | Pathariya Res | BARDHARI | 11 KV Bardhari AG | Berkhedi | SHAHPUR PRAMOD WALA | 25 KVA | 557
1735 | Damoh | Damoh North | Pathariya Res | BARDHARI | 11 KV Bardhari AG | Berkhedi | KHIRIYA BIHARI WALA | 100 KVA | 545
1736 | Damoh | Damoh North | Pathariya Res | BARDHARI | 11 KV Bardhari AG | Khiriya Chhakka | KHIRIYA AYODHARANI WALA | 25 KVA | 527
1737 | Damoh | Damoh North | Pathariya Res | BARDHARI | 11 KV Bardhari AG | Shahpur | PIPARIYA PRAVEEN PATEL WALA | 25 KVA | 520
1738 | Damoh | Damoh North | Pathariya Res | BARDHARI | 11 KV Bardhari AG | Shahpur | KHIRIYA SHANKAR PATEL | 25 KVA | 517
1739 | Damoh | Damoh North | Pathariya Res | BARDHARI | 11 KV Bardhari AG | Shahpur | SHAHPUR PATERIYA WALA | 25 KVA | 516
1740 | Damoh | Damoh North | Pathariya Res | BARDHARI | 11 KV Bardhari AG | Shahpur | SHAHPUR DAMMA WALA | 25 KVA | 515
1741 | Damoh | Damoh North | Pathariya Res | BARDHARI | 11 KV Bardhari AG | Shahpur | KHIRIYA MAKUNDI WALA | 25 KVA | 500
1742 | Damoh | Damoh North | Pathariya Res | BARDHARI | 11 KV Bardhari AG | Khiriya Chhakka | KHIRIYA KUNDAN PATEL WALA | 25 KVA | 481
1743 | Damoh | Damoh North | Pathariya Res | BARDHARI | 11 KV Bardhari AG | Khiriya Chhakka | KHIRIYA DWARKA WALA | 25 KVA | 477
1744 | Damoh | Damoh North | Pathariya Res | BARDHARI | 11 KV Bardhari AG | Khiriya Chhakka | KHIRIYA PRAKASH PATEL | 25 KVA | 472
1745 | Damoh | Damoh North | Pathariya Res | BARDHARI | 11 KV Bardhari AG | Khiriya Chhakka | PIPARIYA MAKHAN WALA | 100 KVA | 460
1746 | Damoh | Damoh North | Pathariya Res | BARDHARI | 11 KV Bardhari AG | Pipariya Chhakka | PIPARIYA PAPPU WALA | 25 KVA | 454
1747 | Damoh | Damoh North | Pathariya Res | BARDHARI | 11 KV Bardhari AG | Pipariya Chhakka | PIPARIYA DEVENDRA WALA | 25 KVA | 449
1748 | Damoh | Damoh North | Pathariya Res | BARDHARI | 11 KV Bardhari AG | Pipariya Chhakka | PIPARIYA BALKISHAN WALA | 25 KVA | 446
1749 | Damoh | Damoh North | Pathariya Res | BARDHARI | 11 KV Bardhari AG | Pipariya Chhakka | PIPARIYA PRADEEP PATEL | 25 KVA | 435
1750 | Damoh | Damoh North | Pathariya Res | BARDHARI | 11 KV Bardhari AG | Khiriya Chhakka | PIPARIYA RACHNA WALA | 25 KVA | 428
1751 | Damoh | Damoh North | Pathariya Res | BARDHARI | 11 KV Bardhari AG | Khiriya Chhakka | PIPARIYA RAMDAS WALA | 25 KVA | 422
1752 | Damoh | Damoh North | Pathariya Res | BARDHARI | 11 KV Bardhari AG | Khiriya Chhakka | PIPARIYA RAMA WALA | 25 KVA | 416
1753 | Damoh | Damoh North | Pathariya Res | BARDHARI | 11 KV Bardhari AG | Khiriya Chhakka | PIPARIYA GOKAL WALA | 25 KVA | 413
1754 | Damoh | Damoh North | Pathariya Res | BARDHARI | 11 KV Bardhari AG | Khiriya Chhakka | PIPARIYA RAMSHANKAR WALA | 25 KVA | 408
1755 | Damoh | Damoh North | Pathariya Res | BARDHARI | 11 KV Bardhari AG | Shahpur | PIPARIYA CHETU PATEL | 25 KVA | 400
1756 | Damoh | Damoh North | Pathariya Res | BARDHARI | 11 KV Bardhari AG | Pipariya Chhakka | PIPARIYA NARAYAN WALA | 25 KVA | 389
1757 | Damoh | Damoh North | Pathariya Res | BARDHARI | 11 KV Bardhari AG | Shahpur | PIPARIYA CHHAKKA CHAU WALA | 25 KVA | 382
1758 | Damoh | Damoh North | Pathariya Res | BARDHARI | 11 KV Bardhari AG | Shahpur | PIPARIYA AYODHARANI WALA | 25 KVA | 378
1759 | Damoh | Damoh North | Pathariya Res | BARDHARI | 11 KV Bardhari AG | Shahpur | PIPARIYA DHARAM DAS WALA | 25 KVA | 375
1760 | Damoh | Damoh North | Pathariya Res | BARDHARI | 11 KV Bardhari AG | Satouwa | BARDHARI VINOD WALA | 25 KVA | 359
1761 | Damoh | Damoh North | Pathariya Res | BARDHARI | 11 KV Bardhari AG | Satouwa | BARDHARI MUKESH WALA | 25 KVA | 353
1762 | Damoh | Damoh North | Pathariya Res | BARDHARI | 11 KV Bardhari AG | Satouwa | BARDHARI VIRENDRA WALA | 25 KVA | 336
1763 | Damoh | Damoh North | Pathariya Res | BARDHARI | 11 KV Bardhari AG | Satouwa | BARDHARI THAKUR 2 | 63 KVA | 325
1764 | Damoh | Damoh North | Pathariya Res | BARDHARI | 11 KV Bardhari AG | Satouwa | BARDHARI THAKUR WALA | 100 KVA | 319
1765 | Damoh | Damoh North | Pathariya Res | BARDHARI | 11 KV Bardhari AG | Satouwa | BARDHARI BHADU WALA | 25 KVA | 317
1766 | Damoh | Damoh North | Pathariya Res | BARDHARI | 11 KV Bardhari AG | Pipariya Luhar | BELKHEDI MANAK WALA | 25 KVA | 687
1767 | Damoh | Damoh North | Pathariya Res | BARDHARI | 11 KV Bardhari AG | Berkhedi | SHAHPUR CHINTAMAN WALA | 25 KVA | 696
1768 | Damoh | Damoh North | Pathariya Res | BARDHARI | 11 KV Bardhari AG | Berkhedi | KHIRIYA PYASI WALA | 25 KVA | 699
1769 | Damoh | Damoh North | Pathariya Res | BARDHARI | 11 KV Bardhari AG | Pipariya Luhar | BELKHEDI VISHNU WALA | 25 KVA | 708
1770 | Damoh | Damoh North | Pathariya Res | BARDHARI | 11 KV Bardhari AG | Alapur | BELKHEDI CHAK HAR WALA | 100 KVA | 713
1771 | Damoh | Damoh North | Pathariya Res | BARDHARI | 11 KV Bardhari AG | Alapur | BELKHEDI KALU WALA | 25 KVA | 719
1772 | Damoh | Damoh North | Pathariya Res | BARDHARI | 11 KV Bardhari AG | Shahpur | PIPARIYA KISHAN WALA | 25 KVA | 727
1773 | Damoh | Damoh North | Pathariya Res | BARDHARI | 11 KV Bardhari AG | Shahpur | PIPARIYA JANAKRANI WALA | 25 KVA | 729
1774 | Damoh | Damoh North | Pathariya Res | BARDHARI | 11 KV Bardhari AG | Shahpur | KHIRIYA BALRAM WALA | 25 KVA | 732
1775 | Damoh | Damoh North | Pathariya Res | BARDHARI | 11 KV Bardhari AG | Shahpur | BARDHARI SANTOSH PATEL WALA | 25 KVA | 746
1776 | Damoh | Damoh North | Pathariya Res | BARDHARI | 11 KV Bardhari AG | Shahpur | BARDHARI LACHCHHU LAMARDAR | 25 KVA | 751
1777 | Damoh | Damoh North | Pathariya Res | BARDHARI | 11 KV Bardhari AG | Shahpur | BARDHARI MAHARAJ WALA | 25 KVA | 758
1778 | Damoh | Damoh North | Pathariya Res | BARDHARI | 11 KV Bardhari AG | Khiriya Chhakka | KHIRIYA SURAJ WALA | 25 KVA | 769
1779 | Damoh | Damoh North | Pathariya Res | BARDHARI | 11 KV Bardhari AG | Khiriya Chhakka | PIPARIYA BUDDE WALA | 25 KVA | 773
1780 | Damoh | Damoh North | Pathariya Res | BARDHARI | 11 KV Bardhari AG | Khiriya Chhakka | PIPARIYA ACHCHHELAL WALA | 25 KVA | 778
1781 | Damoh | Damoh North | Pathariya Res | BARDHARI | 11 KV Pipariya AG | Khiriya Chhakka | PIPARIYA ROOP SINGH WALA | 25 KVA | 312
1782 | Damoh | Damoh North | Pathariya Res | BARDHARI | 11 KV Pipariya AG | Khiriya Chhakka | PIPARIYA NANDRAM WALA | 25 KVA | 340
1783 | Damoh | Damoh North | Pathariya Res | BARDHARI | 11 KV Pipariya AG | Khiriya Chhakka | PIPARIYA VIRENDRA WALA | 25 KVA | 348
1784 | Damoh | Damoh North | Pathariya Res | BARDHARI | 11 KV Pipariya AG | Khiriya Chhakka | PIPARIYA NANDRAM SARPANCH | 63 KVA | 356
1785 | Damoh | Damoh North | Pathariya Res | BARDHARI | 11 KV Pipariya AG | Pipariya Chhakka | PIPARIYA HEERALAL WALA | 25 KVA | 360
1786 | Damoh | Damoh North | Pathariya Res | BARDHARI | 11 KV Pipariya AG | Pipariya Chhakka | PIPARIYA GULLU WALA | 25 KVA | 366
1787 | Damoh | Damoh North | Pathariya Res | BARDHARI | 11 KV Pipariya AG | Pipariya Chhakka | PIPARIYA FULSINGH WALA | 25 KVA | 369
1788 | Damoh | Damoh North | Pathariya Res | BARDHARI | 11 KV Pipariya AG | Khiriya Chhakka | PIPARIYA JEEVAN WALA | 25 KVA | 374
1789 | Damoh | Damoh North | Pathariya Res | BARDHARI | 11 KV Pipariya AG | Noru | MOHANPUR NOOR KHAN WALA | 25 KVA | 397
1790 | Damoh | Damoh North | Pathariya Res | BARDHARI | 11 KV Pipariya AG | Noru | SADGUWAN CHANDRAKA WALA | 25 KVA | 398
1791 | Damoh | Damoh North | Pathariya Res | BARDHARI | 11 KV Pipariya AG | Mohanpur | MOHANPUR BHARAT WALA | 100 KVA | 421
1792 | Damoh | Damoh North | Pathariya Res | BARDHARI | 11 KV Pipariya AG | Mohanpur | MOHANPUR PARSHOTTAM KACHHI | 16 KVA | 425
1793 | Damoh | Damoh North | Pathariya Res | BARDHARI | 11 KV Pipariya AG | Mohanpur | MOHANPUR GANESH WALA | 16 KVA | 426
1794 | Damoh | Damoh North | Pathariya Res | BARDHARI | 11 KV Pipariya AG | Mohanpur | KHIRIYA KAMALRANI WALA | 25 KVA | 433
1795 | Damoh | Damoh North | Pathariya Res | BARDHARI | 11 KV Pipariya AG | Mohanpur | MOHANPUR KHANGAR WALA | 25 KVA | 446
1796 | Damoh | Damoh North | Pathariya Res | BARDHARI | 11 KV Pipariya AG | Mohanpur | MOHANPUR KALU WALA | 25 KVA | 448
1797 | Damoh | Damoh North | Pathariya Res | BARDHARI | 11 KV Pipariya AG | Mohanpur | MOHANPUR NANDRAM WALA | 25 KVA | 452
1798 | Damoh | Damoh North | Pathariya Res | BARDHARI | 11 KV Pipariya AG | Mohanpur | MOHANPUR SEETARAM WALA | 25 KVA | 456
1799 | Damoh | Damoh North | Pathariya Res | BARDHARI | 11 KV Pipariya AG | Mohanpur | MOHANPUR PRAKASH WALA | 25 KVA | 464
1800 | Damoh | Damoh North | Pathariya Res | BARDHARI | 11 KV Pipariya AG | Mohanpur | MOHANPUR UJYAR WALA | 25 KVA | 468
1801 | Damoh | Damoh North | Pathariya Res | BARDHARI | 11 KV Pipariya AG | Mohanpur | MOHANPUR MADAN WALA | 16 KVA | 471
1802 | Damoh | Damoh North | Pathariya Res | BARDHARI | 11 KV Pipariya AG | Noru | MOHANPUR PARSHOTTAM WALA | 25 KVA | 472
1803 | Damoh | Damoh North | Pathariya Res | BARDHARI | 11 KV Pipariya AG | Noru | MOHANPUR GAUTAM WALA | 25 KVA | 480
1804 | Damoh | Damoh North | Pathariya Res | BARDHARI | 11 KV Pipariya AG | Noru | SADGUWAN NANNU WALA | 25 KVA | 499
1805 | Damoh | Damoh North | Pathariya Res | BARDHARI | 11 KV Pipariya AG | Noru | SADGUWAN PATWARI WALA | 25 KVA | 508
1806 | Damoh | Damoh North | Pathariya Res | BARDHARI | 11 KV Pipariya AG | Noru | SADGUWAN LANCHU WALA | 25 KVA | 516
1807 | Damoh | Damoh North | Pathariya Res | BARDHARI | 11 KV Pipariya AG | Noru | SADGUWAN SACHIV WALA | 25 KVA | 531
1808 | Damoh | Damoh North | Pathariya Res | BARDHARI | 11 KV Pipariya AG | Noru | SADGUWAN DEVENDRA WALA | 25 KVA | 538
1809 | Damoh | Damoh North | Pathariya Res | BARDHARI | 11 KV Pipariya AG | Noru | SADGUWAN SANTOSH WALA | 25 KVA | 545
1810 | Damoh | Damoh North | Pathariya Res | BARDHARI | 11 KV Pipariya AG | Noru | SADGUWAN HUKUM WALA | 25 KVA | 557
1811 | Damoh | Damoh North | Pathariya Res | BARDHARI | 11 KV Pipariya AG | Khiriya Chhakka | MOHANPUR LAMARDAR WALA | 63 KVA | 567
1812 | Damoh | Damoh North | Pathariya Res | BARDHARI | 11 KV Pipariya AG | Khiriya Chhakka | KHIRIYA KUNDAN WALA | 25 KVA | 575
1813 | Damoh | Damoh North | Pathariya Res | BARDHARI | 11 KV Pipariya AG | Khiriya Chhakka | MOHANPUR BALRAM WALA | 25 KVA | 582
1814 | Damoh | Damoh North | Pathariya Res | BARDHARI | 11 KV Pipariya AG | Mohanpur | MOHANPUR KAILASH WALA | 25 KVA | 584
1815 | Damoh | Damoh North | Pathariya Res | BARDHARI | 11 KV Pipariya DL | Noru | SADGUWAN TRILOK PATEL | 25 KVA | 390
1816 | Damoh | Damoh North | Pathariya Res | BARDHARI | 11 KV Pipariya DL | Mohanpur | MOHANPUR MAHARAJ WALA | 25 KVA | 347
1817 | Damoh | Damoh North | Pathariya Res | BARDHARI | 11 KV Pipariya DL | Mohanpur | MOHANPUR MIHILAL PATEL | 25 KVA | 342
1818 | Damoh | Damoh North | Pathariya Res | BARDHARI | 11 KV Pipariya DL | Mohanpur | MOHANPUR MUKADDAM WALA | 25 KVA | 340
1819 | Damoh | Damoh North | Pathariya Res | BARDHARI | 11 KV Pipariya DL | Mohanpur | MOHANPUR LAMARDAR WALA | 25 KVA | 333
1820 | Damoh | Damoh North | Pathariya Res | BARDHARI | 11 KV Pipariya DL | Mohanpur | NORU BASTI WALA | 63 KVA | 324
1821 | Damoh | Damoh North | Pathariya Res | BARDHARI | 11 KV Pipariya DL | Mohanpur | NORU RELIANCE JIO TOWER | 25 KVA | 323
1822 | Damoh | Damoh North | Pathariya Res | BARDHARI | 11 KV Pipariya DL | Khiriya Chhakka | KHIRIYA MANI PATEL | 25 KVA | 312
1823 | Damoh | Damoh North | Pathariya Res | BARDHARI | 11 KV Pipariya DL | Khiriya Chhakka | KHIRIYA PYASI WALA | 25 KVA | 300
1824 | Damoh | Damoh North | Pathariya Res | BARDHARI | 11 KV Pipariya DL | Khiriya Chhakka | KHIRIYA BIHARI WALA | 25 KVA | 292
1825 | Damoh | Damoh North | Pathariya Res | BARDHARI | 11 KV Pipariya DL | Khiriya Chhakka | KHIRIYA DHURAN WALA | 25 KVA | 287
1826 | Damoh | Damoh North | Pathariya Res | BARDHARI | 11 KV Pipariya DL | Khiriya Chhakka | KHIRIYA MUKADDAM WALA | 25 KVA | 274
1827 | Damoh | Damoh North | Pathariya Res | BARDHARI | 11 KV Pipariya DL | Khiriya Chhakka | PIPARIYA PRAVEEN WALA | 25 KVA | 255
1828 | Damoh | Damoh North | Pathariya Res | BARDHARI | 11 KV Pipariya DL | Khiriya Chhakka | PIPARIYA PRADEEP WALA | 25 KVA | 244
1829 | Damoh | Damoh North | Pathariya Res | BARDHARI | 11 KV Pipariya DL | Khiriya Chhakka | PIPARIYA MAKHAN WALA | 25 KVA | 236
1830 | Damoh | Damoh North | Pathariya Res | BARDHARI | 11 KV Pipariya DL | Shahpur | PIPARIYA MOTI WALA | 25 KVA | 231
1831 | Damoh | Damoh North | Pathariya Res | BARDHARI | 11 KV Pipariya DL | Noru | SADGUWAN PRATAP PATEL | 100 KVA | 402
1832 | Damoh | Damoh North | Pathariya Res | BARDHARI | 11 KV Pipariya DL | Noru | SADGUWAN ATC TOWER | 25 KVA | 406
1833 | Damoh | Damoh North | Pathariya Res | BARDHARI | 11 KV Pipariya DL | Noru | SADGUWAN CHAIN PURA WALA | 100 KVA | 410
1834 | Damoh | Damoh North | Pathariya Res | BARDHARI | 11 KV Pipariya DL | Noru | SADGUWAN HOSPITAL WALA | 25 KVA | 413
1835 | Damoh | Damoh North | Pathariya Res | BARDHARI | 11 KV Pipariya DL | Noru | SADGUWAN BSNL TOWER | 25 KVA | 424
1836 | Damoh | Damoh North | Pathariya Res | BARDHARI | 11 KV Pipariya DL | Noru | SADGUWAN TALAB WALA | 25 KVA | 426
1837 | Damoh | Damoh South | Damoh Res | KILAI VILLAGE | 11 KV HIRDAYPUR DL | NO VILLAGE FOUND | HOTEL UTSAV VILAS | 100 KVA | 981
1838 | Damoh | Damoh South | Damoh Res | KILAI VILLAGE | 11 KV HIRDAYPUR DL | NO VILLAGE FOUND | SANJAY PATEL WARE HOUSE | 25 KVA | 979
1839 | Damoh | Damoh South | Damoh Res | KILAI VILLAGE | 11 KV HIRDAYPUR DL | NO VILLAGE FOUND | ALOK MISHRA PETROL PUMP | 25 KVA | 980
1840 | Damoh | Damoh South | Damoh Res | KILAI VILLAGE | 11 KV HIRDAYPUR DL | NO VILLAGE FOUND | ADDITIONAL HIRDEPUR | 100 KVA | 950
1841 | Damoh | Damoh South | Damoh Res | KILAI VILLAGE | 11 KV HIRDAYPUR DL | NO VILLAGE FOUND | PRESTIGE COLONY 1 | 100 KVA | 946
1842 | Damoh | Damoh South | Damoh Res | KILAI VILLAGE | 11 KV HIRDAYPUR DL | NO VILLAGE FOUND | PRESTIGE COLONY 2 | 200 KVA | 947
1843 | Damoh | Damoh South | Damoh Res | KILAI VILLAGE | 11 KV HIRDAYPUR DL | NO VILLAGE FOUND | MARUTI AGENCY | 63 KVA | 939
1844 | Damoh | Damoh South | Damoh Res | KILAI VILLAGE | 11 KV HIRDAYPUR DL | NO VILLAGE FOUND | GANGOTRI RESTAURANT | 25 KVA | 929
1845 | Damoh | Damoh South | Damoh Res | KILAI VILLAGE | 11 KV HIRDAYPUR DL | NO VILLAGE FOUND | GANGOTRI PETROL PUMP | 25 KVA | 927
1846 | Damoh | Damoh South | Damoh Res | KILAI VILLAGE | 11 KV HIRDAYPUR DL | NO VILLAGE FOUND | SAMRAT DEVLOPERS 2 | 200 KVA | 924
1847 | Damoh | Damoh South | Damoh Res | KILAI VILLAGE | 11 KV HIRDAYPUR DL | NO VILLAGE FOUND | SAMRAT DEVLOPERS 1 | 200 KVA | 923
1848 | Damoh | Damoh South | Damoh Res | KILAI VILLAGE | 11 KV HIRDAYPUR DL | NO VILLAGE FOUND | PARSHOTTAM RAI LADANBAG | 25 KVA | 921
1849 | Damoh | Damoh South | Damoh Res | KILAI VILLAGE | 11 KV HIRDAYPUR DL | NO VILLAGE FOUND | SREE RAM KUNJ 4 | 200 KVA | 917
1850 | Damoh | Damoh South | Damoh Res | KILAI VILLAGE | 11 KV HIRDAYPUR DL | NO VILLAGE FOUND | SREE RAM KUNJ 4 | 200 KVA | 916
1851 | Damoh | Damoh South | Damoh Res | KILAI VILLAGE | 11 KV HIRDAYPUR DL | NO VILLAGE FOUND | SREE RAM KUNJ 9 | 200 KVA | 915
1852 | Damoh | Damoh South | Damoh Res | KILAI VILLAGE | 11 KV HIRDAYPUR DL | NO VILLAGE FOUND | SREE RAM KUNJ 8 | 200 KVA | 914
1853 | Damoh | Damoh South | Damoh Res | KILAI VILLAGE | 11 KV HIRDAYPUR DL | NO VILLAGE FOUND | SREE RAM KUNJ 7 | 200 KVA | 913
1854 | Damoh | Damoh South | Damoh Res | KILAI VILLAGE | 11 KV HIRDAYPUR DL | NO VILLAGE FOUND | SREE RAM KUNJ 6 | 200 KVA | 910
1855 | Damoh | Damoh South | Damoh Res | KILAI VILLAGE | 11 KV HIRDAYPUR DL | NO VILLAGE FOUND | SREE RAM KUNJ 5 | 200 KVA | 909
1856 | Damoh | Damoh South | Damoh Res | KILAI VILLAGE | 11 KV HIRDAYPUR DL | NO VILLAGE FOUND | SREE RAM KUNJ 3 | 200 KVA | 904
1857 | Damoh | Damoh South | Damoh Res | KILAI VILLAGE | 11 KV HIRDAYPUR DL | NO VILLAGE FOUND | SREE RAM KUNJ 2 | 200 KVA | 901
1858 | Damoh | Damoh South | Damoh Res | KILAI VILLAGE | 11 KV HIRDAYPUR DL | NO VILLAGE FOUND | SREE RAM KUNJ 1 | 200 KVA | 899
1859 | Damoh | Damoh South | Damoh Res | KILAI VILLAGE | 11 KV HIRDAYPUR DL | Barbansa | CAPTAIN VALA | 25 KVA | 892
1860 | Damoh | Damoh South | Damoh Res | KILAI VILLAGE | 11 KV HIRDAYPUR DL | Kunwarpura | HUNDAI SHOWROOM | 100 KVA | 882
1861 | Damoh | Damoh South | Damoh Res | KILAI VILLAGE | 11 KV HIRDAYPUR DL | Kunwarpura | K V K VALA | 25 KVA | 881
1862 | Damoh | Damoh South | Damoh Res | KILAI VILLAGE | 11 KV HIRDAYPUR DL | Kunwarpura | MALIYA JI WALA | 100 KVA | 878
1863 | Damoh | Damoh South | Damoh Res | KILAI VILLAGE | 11 KV HIRDAYPUR DL | Kunwarpura | JIO TOWER | 25 KVA | 872
1864 | Damoh | Damoh South | Damoh Res | KILAI VILLAGE | 11 KV HIRDAYPUR DL | Kunwarpura | MAHENDRA DAL MILL | 100 KVA | 871
1865 | Damoh | Damoh South | Damoh Res | KILAI VILLAGE | 11 KV HIRDAYPUR DL | Kunwarpura | KARONDIYA NALA | 100 KVA | 868
1866 | Damoh | Damoh South | Damoh Res | KILAI VILLAGE | 11 KV HIRDAYPUR DL | Kunwarpura | SBI ADB BANK | 100 KVA | 849
1867 | Damoh | Damoh South | Damoh Res | KILAI VILLAGE | 11 KV HIRDAYPUR DL | Kunwarpura | WATER WORKS VALA | 25 KVA | 848
1868 | Damoh | Damoh South | Damoh Res | KILAI VILLAGE | 11 KV HIRDAYPUR DL | Kunwarpura | SHENDE JI VALA | 100 KVA | 847
1869 | Damoh | Damoh South | Damoh Res | KILAI VILLAGE | 11 KV HIRDAYPUR DL | Kunwarpura | POLICE CHOUKY | 200 KVA | 846
1870 | Damoh | Damoh South | Damoh Res | KILAI VILLAGE | 11 KV HIRDAYPUR DL | Kunwarpura | BRIDGE VALA | 200 KVA | 845
1871 | Damoh | Damoh South | Damoh Res | KILAI VILLAGE | 11 KV HIRDAYPUR DL | Kunwarpura | ANNAPURNA COLONY | 100 KVA | 843
1872 | Damoh | Damoh South | Damoh Res | KILAI VILLAGE | 11 KV HIRDAYPUR DL | Kunwarpura | TALAIYA VALA | 25 KVA | 834
1873 | Damoh | Damoh South | Damoh Res | KILAI VILLAGE | 11 KV HIRDAYPUR DL | Kunwarpura | AIRTEL TOWER | 25 KVA | 833
1874 | Damoh | Damoh South | Damoh Res | KILAI VILLAGE | 11 KV HIRDAYPUR DL | Kunwarpura | DADU VALA | 200 KVA | 826
1875 | Damoh | Damoh South | Damoh Res | KILAI VILLAGE | 11 KV HIRDAYPUR DL | Kunwarpura | PANDEY VALA | 100 KVA | 825
1876 | Damoh | Damoh South | Damoh Res | KILAI VILLAGE | 11 KV HIRDAYPUR DL | Kunwarpura | GHANSHYAM PATEL | 25 KVA | 811
1877 | Damoh | Damoh South | Damoh Res | KILAI VILLAGE | 11 KV HIRDAYPUR DL | Dupariya | GHANSHYAM PATEL | 25 KVA | 805
1878 | Damoh | Damoh South | Damoh Res | KILAI VILLAGE | 11 KV HIRDAYPUR DL | Kunwarpura | SACHDEV NURSURY | 100 KVA | 801
1879 | Damoh | Damoh South | Damoh Res | KILAI VILLAGE | 11 KV HIRDAYPUR DL | Pipariya Nayak | SHYAM DEVLOPERS | 100 KVA | 764
1880 | Damoh | Damoh South | Damoh Res | SITABAWRI | 11 KV RAJ NAGAR AG | Jamuniya Hazari | MAYARAM VALA | 25 KVA | 685
1881 | Damoh | Damoh South | Damoh Res | SITABAWRI | 11 KV RAJ NAGAR AG | Jamuniya Hazari | SHITAL SEN | 25 KVA | 662
1882 | Damoh | Damoh South | Damoh Res | SITABAWRI | 11 KV RAJ NAGAR AG | Arora | PARSHOTTAM WALA ERORA | 25 KVA | 658
1883 | Damoh | Damoh South | Damoh Res | SITABAWRI | 11 KV RAJ NAGAR AG | Jamuniya Hazari | KANCHHEDI VALA | 25 KVA | 652
1884 | Damoh | Damoh South | Damoh Res | SITABAWRI | 11 KV RAJ NAGAR AG | Jamuniya Hazari | BAL MUKUND VALA | 25 KVA | 646
1885 | Damoh | Damoh South | Damoh Res | SITABAWRI | 11 KV RAJ NAGAR AG | Arora | MOHAN YADAV VALA | 25 KVA | 634
1886 | Damoh | Damoh South | Damoh Res | SITABAWRI | 11 KV RAJ NAGAR AG | Arora | CHATURBHUJ VALA | 25 KVA | 628
1887 | Damoh | Damoh South | Damoh Res | SITABAWRI | 11 KV RAJ NAGAR AG | Arora | KHARAB VALA | 63 KVA | 622
1888 | Damoh | Damoh South | Damoh Res | SITABAWRI | 11 KV RAJ NAGAR AG | Arora | DAMMU VALA | 25 KVA | 618
1889 | Damoh | Damoh South | Damoh Res | SITABAWRI | 11 KV RAJ NAGAR AG | Arora | CHAKKI VALA ERORA | 100 KVA | 612
1890 | Damoh | Damoh South | Damoh Res | SITABAWRI | 11 KV RAJ NAGAR AG | Jamuniya Hazari | OMKAR VALA | 25 KVA | 607
1891 | Damoh | Damoh South | Damoh Res | SITABAWRI | 11 KV RAJ NAGAR AG | Jamuniya Hazari | CHAKKI VALA | 100 KVA | 600
1892 | Damoh | Damoh South | Damoh Res | SITABAWRI | 11 KV RAJ NAGAR AG | Jamuniya Hazari | RAMRATI VALA | 25 KVA | 599
1893 | Damoh | Damoh South | Damoh Res | SITABAWRI | 11 KV RAJ NAGAR AG | Jamuniya Hazari | LOKRAM VALA | 25 KVA | 574
1894 | Damoh | Damoh South | Damoh Res | SITABAWRI | 11 KV RAJ NAGAR AG | Kham Khera | MUNNA VALA | 25 KVA | 570
1895 | Damoh | Damoh South | Damoh Res | SITABAWRI | 11 KV RAJ NAGAR AG | Jamuniya Hazari | CHURAMAN VALA | 25 KVA | 555
1896 | Damoh | Damoh South | Damoh Res | SITABAWRI | 11 KV RAJ NAGAR AG | Arora | BABULAL VALA | 25 KVA | 545
1897 | Damoh | Damoh South | Damoh Res | SITABAWRI | 11 KV RAJ NAGAR AG | Arora | NARAYAN VALA | 25 KVA | 538
1898 | Damoh | Damoh South | Damoh Res | SITABAWRI | 11 KV RAJ NAGAR AG | Arora | RAMMU VALA | 100 KVA | 528
1899 | Damoh | Damoh South | Damoh Res | SITABAWRI | 11 KV RAJ NAGAR AG | Arora | WATER WORKS VALA | 25 KVA | 523
1900 | Damoh | Damoh South | Damoh Res | SITABAWRI | 11 KV RAJ NAGAR AG | Kham Khera | RAMESH VALA | 25 KVA | 511
1901 | Damoh | Damoh South | Damoh Res | SITABAWRI | 11 KV RAJ NAGAR AG | Kham Khera | KHAMKHERA VALA | 100 KVA | 500
1902 | Damoh | Damoh South | Damoh Res | SITABAWRI | 11 KV RAJ NAGAR AG | Arora | MEVALAL VALA | 25 KVA | 498
1903 | Damoh | Damoh South | Damoh Res | SITABAWRI | 11 KV RAJ NAGAR AG | Arora | SITARAM VALA | 25 KVA | 492
1904 | Damoh | Damoh South | Damoh Res | SITABAWRI | 11 KV RAJ NAGAR AG | Arora | PYARELAL VALA | 25 KVA | 481
1905 | Damoh | Damoh South | Damoh Res | SITABAWRI | 11 KV RAJ NAGAR AG | Rajnagar Khurd | RAJNAGAR WALA | 100 KVA | 470
1906 | Damoh | Damoh South | Damoh Res | SITABAWRI | 11 KV RAJ NAGAR AG | Rajnagar Khurd | LALCHAND VALA | 63 KVA | 465
1907 | Damoh | Damoh South | Damoh Res | SITABAWRI | 11 KV RAJ NAGAR AG | Rajnagar Khurd | MADAHAR | 100 KVA | 447
1908 | Damoh | Damoh South | Damoh Res | SITABAWRI | 11 KV RAJ NAGAR AG | Jamuniya Hazari | RAMRATI VALA JAMUNIYA | 25 KVA | 691
1909 | Damoh | Damoh South | Damoh Res | SITABAWRI | 11 KV RAJ NAGAR AG | Jamuniya Hazari | MANGAL VALA | 25 KVA | 704
1910 | Damoh | Damoh South | Damoh Res | SITABAWRI | 11 KV RAJ NAGAR AG | Kham Khera | TAPARYAU | 63 KVA | 724
1911 | Damoh | Damoh North | Patera | MAJHGUWAN HANSRAJ | 11 KV Gadaghat DL | Pateriya | PATERIYA (RAILWAY CAMP) | 25 KVA | 266
1912 | Damoh | Damoh North | Patera | MAJHGUWAN HANSRAJ | 11 KV Gadaghat DL | Majhguwan Hansraj | MAJHGUWAN HANSHRA PATERIYA ROAD | 25 KVA | 253
1913 | Damoh | Damoh North | Patera | MAJHGUWAN HANSRAJ | 11 KV Gadaghat DL | Gadaghat | GADAGHAT (RAIWAY LINE KE PASS) | 25 KVA | 251
1914 | Damoh | Damoh North | Patera | MAJHGUWAN HANSRAJ | 11 KV Gadaghat DL | Gadaghat | GADAGHAT (HARIJAN MUHALLA) | 25 KVA | 248
1915 | Damoh | Damoh North | Patera | MAJHGUWAN HANSRAJ | 11 KV Gadaghat DL | Gadaghat | GADAGHAT (GRAM PANCHAYAT) | 25 KVA | 249
1916 | Damoh | Damoh North | Patera | MAJHGUWAN HANSRAJ | 11 KV Gadaghat DL | Gadaghat | GADAGHAT HARIJAN MUHALLA | 25 KVA | 247
1917 | Damoh | Damoh North | Patera | MAJHGUWAN HANSRAJ | 11 KV Gadaghat DL | Gadaghat | GADAGHAT (BASTI | 25 KVA | 244
1918 | Damoh | Damoh North | Patera | MAJHGUWAN HANSRAJ | 11 KV Gadaghat DL | Gadaghat | GADAGHAT (SCHOOL) | 25 KVA | 242
1919 | Damoh | Damoh North | Patera | MAJHGUWAN HANSRAJ | 11 KV Gadaghat DL | Gadaghat | GADAGHAT (YADAV MUHALLA) | 25 KVA | 239
1920 | Damoh | Damoh North | Patera | MAJHGUWAN HANSRAJ | 11 KV Gadaghat DL | Gadaghat | GADAGHAT (HARIJAN MUHALLA) | 25 KVA | 235
1921 | Damoh | Damoh North | Patera | MAJHGUWAN HANSRAJ | 11 KV Gadaghat DL | Gadaghat | GADAGHAT (KUWA KE PASS) | 25 KVA | 234
1922 | Damoh | Damoh North | Patera | MAJHGUWAN HANSRAJ | 11 KV Gadaghat DL | Gadaghat | GADAGHAT (WW) | 25 KVA | 232
1923 | Damoh | Damoh North | Patera | MAJHGUWAN HANSRAJ | 11 KV Gadaghat DL | Gadaghat | GADAGHAT (ROAD WALA | 25 KVA | 227
1924 | Damoh | Damoh North | Patera | MAJHGUWAN HANSRAJ | 11 KV Gadaghat DL | Gadaghat | GADAGHAT (ROOPLAL) | 63 KVA | 225
1925 | Damoh | Damoh North | Patera | MAJHGUWAN HANSRAJ | 11 KV Gadaghat DL | Gadaghat | GADAGHAT (MILAN) | 63 KVA | 222
1926 | Damoh | Damoh North | Patera | MAJHGUWAN HANSRAJ | 11 KV Gadaghat DL | Gadaghat | GADAGHAT PATEL | 25 KVA | 197
1927 | Damoh | Damoh North | Patera | MAJHGUWAN HANSRAJ | 11 KV Gadaghat DL | Pateriya | SAGONI (RENJ OFFICE) | 25 KVA | 189
1928 | Damoh | Damoh North | Patera | MAJHGUWAN HANSRAJ | 11 KV Gadaghat DL | Gadaghat | GADAGHAT NAHAR | 25 KVA | 190
1929 | Damoh | Damoh North | Patera | MAJHGUWAN HANSRAJ | 11 KV Gadaghat DL | Khakra | PATERIYA )AADIWASI | 63 KVA | 188
1930 | Damoh | Damoh North | Patera | MAJHGUWAN HANSRAJ | 11 KV Gadaghat DL | Khakra | PATERIYA (AADIWASI) | 25 KVA | 187
1931 | Damoh | Damoh North | Patera | MAJHGUWAN HANSRAJ | 11 KV Gadaghat DL | Khakra | KHAKRA (JAMNA) | 25 KVA | 169
1932 | Damoh | Damoh North | Patera | MAJHGUWAN HANSRAJ | 11 KV Gadaghat DL | Khakra | KHAKRA BASTI | 25 KVA | 167
1933 | Damoh | Damoh North | Patera | MAJHGUWAN HANSRAJ | 11 KV Gadaghat DL | Ghoghra | CHIDA HAR BASTI WALA | 25 KVA | 165
1934 | Damoh | Damoh North | Patera | MAJHGUWAN HANSRAJ | 11 KV Gadaghat DL | Ghoghra | CHIDA HAR BASTI | 25 KVA | 160
1935 | Damoh | Damoh North | Patera | MAJHGUWAN HANSRAJ | 11 KV Gadaghat DL | Ghoghra | CHIDA AADIWASI | 25 KVA | 135
1936 | Damoh | Damoh North | Patera | MAJHGUWAN HANSRAJ | 11 KV Gadaghat DL | Ghoghra | CHIDA KHAMARIYA ROAD | 25 KVA | 133
1937 | Damoh | Damoh North | Patera | MAJHGUWAN HANSRAJ | 11 KV Gadaghat DL | Ghoghra | CHIDA (ROAD | 25 KVA | 130
1938 | Damoh | Damoh North | Patera | MAJHGUWAN HANSRAJ | 11 KV Gadaghat DL | Ghoghra | CHIDA HAAR (HARIJA MUHALLA) | 25 KVA | 128
1939 | Damoh | Damoh North | Patera | MAJHGUWAN HANSRAJ | 11 KV Gadaghat DL | Khamariya | KHAMARIYA RATANPURA AADIWASI | 25 KVA | 126
1940 | Damoh | Damoh North | Patera | MAJHGUWAN HANSRAJ | 11 KV Gadaghat DL | Khamariya | KHAMRIYA (RATANPURA MUHALLA) | 25 KVA | 127
1941 | Damoh | Damoh North | Patera | MAJHGUWAN HANSRAJ | 11 KV Gadaghat DL | Khamariya | KHAMARIYA (RATANPURA HARIJAN | 25 KVA | 125
1942 | Damoh | Damoh North | Patera | MAJHGUWAN HANSRAJ | 11 KV Gadaghat DL | Khamariya | KHAMARIYA RATANPURA ROAD PAR | 25 KVA | 124
1943 | Damoh | Damoh North | Patera | MAJHGUWAN HANSRAJ | 11 KV Gadaghat DL | Khamariya | KHAMARIYA RATANPURA BASTI | 25 KVA | 121
1944 | Damoh | Damoh North | Patera | MAJHGUWAN HANSRAJ | 11 KV Gadaghat DL | Khamariya | KHAMARIYA RATANPURA | 25 KVA | 120
1945 | Damoh | Damoh North | Patera | MAJHGUWAN HANSRAJ | 11 KV Gadaghat DL | Khamariya | KHAMARIYA (BASTI) | 25 KVA | 112
1946 | Damoh | Damoh North | Patera | MAJHGUWAN HANSRAJ | 11 KV Gadaghat DL | Khamariya | KHAMARIYA (WW) | 63 KVA | 111
1947 | Damoh | Damoh North | Patera | MAJHGUWAN HANSRAJ | 11 KV Gadaghat DL | Khamariya | KHAMRIYA (YADAV MUHALLA) | 25 KVA | 107
1948 | Damoh | Damoh North | Patera | MAJHGUWAN HANSRAJ | 11 KV Gadaghat DL | Khamariya | KHAMARIYA (KETAR) | 25 KVA | 106
1949 | Damoh | Damoh North | Patera | MAJHGUWAN HANSRAJ | 11 KV Gadaghat DL | Khamariya | KHAMARIYA YADAV | 25 KVA | 105
1950 | Damoh | Damoh North | Patera | MAJHGUWAN HANSRAJ | 11 KV Gadaghat DL | Bagsari | BAKSARI (SCHOOL KE PECCHE) | 25 KVA | 103
1951 | Damoh | Damoh North | Patera | MAJHGUWAN HANSRAJ | 11 KV Gadaghat DL | Bagsari | BAKSARI WW | 25 KVA | 101
1952 | Damoh | Damoh North | Patera | MAJHGUWAN HANSRAJ | 11 KV Gadaghat DL | Bagsari | BAKSARI SCHOOL | 25 KVA | 99
1953 | Damoh | Damoh North | Patera | MAJHGUWAN HANSRAJ | 11 KV Gadaghat DL | Bagsari | BAKSARI AADIWASI | 25 KVA | 97
1954 | Damoh | Damoh North | Patera | MAJHGUWAN HANSRAJ | 11 KV Gadaghat DL | Bagsari | BAKSARI BASTI | 25 KVA | 96
1955 | Damoh | Damoh North | Patera | MAJHGUWAN HANSRAJ | 11 KV Gadaghat DL | Bagsari | BAKSARI (MUKESH) | 25 KVA | 91
1956 | Damoh | Damoh North | Patera | MAJHGUWAN HANSRAJ | 11 KV Gadaghat DL | Bagsari | BAKSARI (RASUIYA ROAD) | 25 KVA | 86
1957 | Damoh | Damoh North | Patera | MAJHGUWAN HANSRAJ | 11 KV Gadaghat DL | Bagsari | BAKSARI (AAGANBADI) | 100 KVA | 85
1958 | Damoh | Damoh North | Patera | MAJHGUWAN HANSRAJ | 11 KV Gadaghat DL | Bagsari | BAKSARI (ROAD KE PASS) | 25 KVA | 83
1959 | Damoh | Damoh North | Patera | MAJHGUWAN HANSRAJ | 11 KV Gadaghat DL | Bagsari | BAKSARI (ROAD WALA) | 25 KVA | 80
1960 | Damoh | Damoh North | Patera | MAJHGUWAN HANSRAJ | 11 KV Gadaghat DL | Bagsari | BAKSARI (AADIWASI MUHALLA) | 25 KVA | 77
1961 | Damoh | Damoh North | Patera | MAJHGUWAN HANSRAJ | 11 KV Gadaghat DL | Khamariya | KHAMARIYA (HARI | 25 KVA | 57
1962 | Damoh | Damoh North | Patera | MAJHGUWAN HANSRAJ | 11 KV Gadaghat DL | Khamariya | KHAMARIYA (HARIJAN WALA) | 25 KVA | 56
1963 | Damoh | Damoh North | Patera | MAJHGUWAN HANSRAJ | 11 KV Gadaghat DL | Khamariya | KHAMARIYA (CHAMAR) | 63 KVA | 55
1964 | Damoh | Damoh North | Patera | MAJHGUWAN HANSRAJ | 11 KV Gadaghat DL | Khamariya | KHAMARIYA (HARIJAN MUHALLA) | 25 KVA | 54
1965 | Damoh | Damoh North | Patera | MAJHGUWAN HANSRAJ | 11 KV Gadaghat DL | Khamariya | KHAMARIYA KUWA KE PASS | 25 KVA | 51
1966 | Damoh | Damoh North | Patera | MAJHGUWAN HANSRAJ | 11 KV Gadaghat DL | Khamariya | KHAMRIYA JAMNA | 25 KVA | 50
1967 | Damoh | Damoh North | Patera | MAJHGUWAN HANSRAJ | 11 KV Gadaghat DL | Khamariya | KHAMARIYA LOKRAM | 25 KVA | 47
1968 | Damoh | Damoh North | Patera | MAJHGUWAN HANSRAJ | 11 KV Gadaghat DL | Khakra | KHAKRA (AADIWASI) | 25 KVA | 36
1969 | Damoh | Damoh North | Patera | MAJHGUWAN HANSRAJ | 11 KV Gadaghat DL | Khakra | KHAKRA BASTI KE PASS | 63 KVA | 34
1970 | Damoh | Damoh North | Patera | MAJHGUWAN HANSRAJ | 11 KV Gadaghat DL | Majhguwan Hansraj | MAJHGUWAN HANSHRAJ BASTI | 25 KVA | 10
1971 | Damoh | Damoh North | Patera | MAJHGUWAN HANSRAJ | 11 KV Gadaghat DL | Gadaghat | GADAGAHT WW | 25 KVA | 291
1972 | Damoh | Damoh North | Patera | MAJHGUWAN HANSRAJ | 11 KV Gadaghat DL | Pateriya | PATERIYA (JANGAL OFFICE )) | 25 KVA | 293
1973 | Damoh | Damoh North | Hatta Town | HATTA | 11 kv Water Works | NO VILLAGE FOUND | GADIYA TANKI | 200 KVA | 88
1974 | Damoh | Damoh North | Hatta Town | HATTA | 11 kv Water Works | NO VILLAGE FOUND | GADIYA TANKI | 200 KVA | 87
1975 | Damoh | Damoh North | Hatta Town | HATTA | 11 kv Water Works | Ronsara | NAGARPALIKA CAMPUS | 100 KVA | 53
1976 | Damoh | Damoh North | Hatta Town | HATTA | 11 kv Water Works | Ronsara | FILTER HOUSE NADI WALA 2 | 100 KVA | 49
1977 | Damoh | Damoh North | Hatta Town | HATTA | 11 kv Water Works | Ronsara | FILTER HOUSE NADI WALA | 100 KVA | 47
1978 | Damoh | Damoh North | Hatta Res | BARTLAI | 11 KV TIKARIYA DL | Sagoni Madho | BADAGAUN SCHOOL | 25 KVA | 203
1979 | Damoh | Damoh North | Hatta Res | BARTLAI | 11 KV TIKARIYA DL | Bharota | BHAROUTA | 25 KVA | 230
1980 | Damoh | Damoh North | Hatta Res | BARTLAI | 11 KV TIKARIYA DL | Baroda Kalan | TIKARIYA BASTI | 25 KVA | 253
1981 | Damoh | Damoh North | Hatta Res | BARTLAI | 11 KV TIKARIYA DL | Bharota | TALGAUN | 25 KVA | 261
1982 | Damoh | Damoh North | Hatta Res | BARTLAI | 11 KV TIKARIYA DL | Bharota | BADAGAUN | 25 KVA | 265
1983 | Damoh | Damoh North | Hatta Res | BARTLAI | 11 KV TIKARIYA DL | Talgaon | SAGAUNI MADHAV | 25 KVA | 279
1984 | Damoh | Damoh North | Hatta Res | BARTLAI | 11 KV TIKARIYA DL | Talgaon | BADAGAUN | 63 KVA | 283
1985 | Damoh | Damoh North | Hatta Res | BARTLAI | 11 KV TIKARIYA DL | Sagoni Madho | TIKARIYA SCHOOL | 63 KVA | 306
1986 | Damoh | Damoh North | Hatta Res | BARTLAI | 11 KV TIKARIYA AG | NO VILLAGE FOUND | DTR NOT TAGGED | 25 KVA | 36
1987 | Damoh | Damoh North | Hatta Res | BARTLAI | 11 KV TIKARIYA AG | Lidhaora | MACHHALA RAJAK | 25 KVA | 61
1988 | Damoh | Damoh North | Hatta Res | BARTLAI | 11 KV TIKARIYA AG | Lidhaora | LIDHORA PATEL | 25 KVA | 69
1989 | Damoh | Damoh North | Hatta Res | BARTLAI | 11 KV TIKARIYA AG | Lidhaora | TIKARIYA RAJAK | 25 KVA | 75
1990 | Damoh | Damoh North | Hatta Res | BARTLAI | 11 KV TIKARIYA AG | Lidhaora | RAJAK | 25 KVA | 79
1991 | Damoh | Damoh North | Hatta Res | BARTLAI | 11 KV TIKARIYA AG | Badagaon | SITARAM | 25 KVA | 83
1992 | Damoh | Damoh North | Hatta Res | BARTLAI | 11 KV TIKARIYA AG | Badagaon | BALCHAND RAJAK | 25 KVA | 86
1993 | Damoh | Damoh North | Hatta Res | BARTLAI | 11 KV TIKARIYA AG | Badagaon | BHUPAT SHING | 25 KVA | 93
1994 | Damoh | Damoh North | Hatta Res | BARTLAI | 11 KV TIKARIYA AG | Badagaon | RAJAK WALA | 25 KVA | 97
1995 | Damoh | Damoh North | Hatta Res | BARTLAI | 11 KV TIKARIYA AG | Badagaon | BADHA GAO KALU | 25 KVA | 103
1996 | Damoh | Damoh North | Hatta Res | BARTLAI | 11 KV TIKARIYA AG | Badagaon | TIKARIYA THAKUR | 25 KVA | 105
1997 | Damoh | Damoh North | Hatta Res | BARTLAI | 11 KV TIKARIYA AG | Badagaon | PREM NARAYAN PATEL | 25 KVA | 111
1998 | Damoh | Damoh North | Hatta Res | BARTLAI | 11 KV TIKARIYA AG | Badagaon | GORE LAL PATEL | 25 KVA | 112
1999 | Damoh | Damoh North | Hatta Res | BARTLAI | 11 KV TIKARIYA AG | Badagaon | PATEL BADHA GAO | 25 KVA | 113
2000 | Damoh | Damoh North | Hatta Res | BARTLAI | 11 KV TIKARIYA AG | NO VILLAGE FOUND | DTR NOT TAGGED | 25 KVA | 119
2001 | Damoh | Damoh North | Hatta Res | BARTLAI | 11 KV TIKARIYA AG | Talgaon | MASAB WALA | 25 KVA | 123
2002 | Damoh | Damoh North | Hatta Res | BARTLAI | 11 KV TIKARIYA AG | Talgaon | PATEL SAB | 25 KVA | 126
2003 | Damoh | Damoh North | Hatta Res | BARTLAI | 11 KV TIKARIYA AG | NO VILLAGE FOUND | DTR NOT TAGGED | 25 KVA | 128
2004 | Damoh | Damoh North | Hatta Res | BARTLAI | 11 KV TIKARIYA AG | Talgaon | BHAROTA THAKUR | 25 KVA | 132
2005 | Damoh | Damoh North | Hatta Res | BARTLAI | 11 KV TIKARIYA AG | Lidhaora | PANDIT BHRITA | 25 KVA | 137
2006 | Damoh | Damoh North | Hatta Res | BARTLAI | 11 KV TIKARIYA AG | NO VILLAGE FOUND | DTR NOT TAGGED | 25 KVA | 139
2007 | Damoh | Damoh North | Hatta Res | BARTLAI | 11 KV TIKARIYA AG | Badagaon | BHAROTA RAJA | 25 KVA | 141
2008 | Damoh | Damoh North | Hatta Res | BARTLAI | 11 KV TIKARIYA AG | Talgaon | JAY MATA WALA | 25 KVA | 142
2009 | Damoh | Damoh North | Hatta Res | BARTLAI | 11 KV TIKARIYA AG | NO VILLAGE FOUND | DTR NOT TAGGED | 25 KVA | 145
2010 | Damoh | Damoh North | Hatta Res | BARTLAI | 11 KV TIKARIYA AG | Talgaon | GUDDU PATEL | 25 KVA | 151
2011 | Damoh | Damoh North | Hatta Res | BARTLAI | 11 KV TIKARIYA AG | Talgaon | HEERA GANJ PATEL | 25 KVA | 152
2012 | Damoh | Damoh North | Hatta Res | BARTLAI | 11 KV TIKARIYA AG | Talgaon | HARIJAN PUMP | 25 KVA | 156
2013 | Damoh | Damoh North | Hatta Res | BARTLAI | 11 KV TIKARIYA AG | Talgaon | NEERAJ CHOHAN | 25 KVA | 158
2014 | Damoh | Damoh North | Hatta Res | BARTLAI | 11 KV TIKARIYA AG | Talgaon | DUBEY JI WALA | 25 KVA | 161
2015 | Damoh | Damoh North | Hatta Res | BARTLAI | 11 KV TIKARIYA AG | Bharota | PATAR WALA | 25 KVA | 165
2016 | Damoh | Damoh North | Hatta Res | BARTLAI | 11 KV TIKARIYA AG | Bharota | TAL GAO PUMP | 25 KVA | 166
2017 | Damoh | Damoh North | Hatta Res | BARTLAI | 11 KV TIKARIYA AG | Bharota | BADHA GAO PUMP | 25 KVA | 170
2018 | Damoh | Damoh North | Hatta Res | BARTLAI | 11 KV TIKARIYA AG | Neemi | BADHA GAO | 25 KVA | 176
2019 | Damoh | Damoh North | Hatta Res | BARTLAI | 11 KV TIKARIYA AG | Badagaon | PATEL SAB WALA | 25 KVA | 178
2020 | Damoh | Damoh North | Hatta Res | BARTLAI | 11 KV TIKARIYA AG | Badagaon | HEERA GANJ PATEL WALA | 25 KVA | 187
2021 | Damoh | Damoh North | Hatta Res | BARTLAI | 11 KV TIKARIYA AG | NO VILLAGE FOUND | DTR NOT TAGGED | 25 KVA | 188
2022 | Damoh | Damoh North | Hatta Res | BARTLAI | 11 KV TIKARIYA AG | Badagaon | NARENDRE PATEL | 25 KVA | 192
2023 | Damoh | Damoh North | Hatta Res | BARTLAI | 11 KV TIKARIYA AG | Talgaon | PATEL BADAGAO | 25 KVA | 195
2024 | Damoh | Damoh North | Hatta Res | BARTLAI | 11 KV TIKARIYA AG | Talgaon | HARSHIT PATEL | 25 KVA | 198
2025 | Damoh | Damoh North | Hatta Res | BARTLAI | 11 KV TIKARIYA AG | Badagaon | GOVIND SINGH | 25 KVA | 200
2026 | Damoh | Damoh North | Hatta Res | BARTLAI | 11 KV TIKARIYA AG | Talgaon | MAYARANI JAGESHWAR CHOHAN | 25 KVA | 208
2027 | Damoh | Damoh North | Hatta Res | BARTLAI | 11 KV TIKARIYA AG | Talgaon | HEERA GANG PUMP | 63 KVA | 217
2028 | Damoh | Damoh North | Hatta Res | BARTLAI | 11 KV TIKARIYA AG | Talgaon | RAMBAI NETA JI WALA | 25 KVA | 218
2029 | Damoh | Damoh North | Hatta Res | BARTLAI | 11 KV TIKARIYA AG | Talgaon | BAKEEL SAB | 25 KVA | 219
2030 | Damoh | Damoh North | Hatta Res | BARTLAI | 11 KV TIKARIYA AG | Badagaon | PATEL SAB WALA | 25 KVA | 221
2031 | Damoh | Damoh North | Hatta Res | BARTLAI | 11 KV TIKARIYA AG | NO VILLAGE FOUND | DTR NOT TAGGED | 25 KVA | 224
2032 | Damoh | Damoh North | Hatta Res | BARTLAI | 11 KV TIKARIYA AG | Badagaon | ROOP SINGH/ BHAGIRTH | 25 KVA | 225
2033 | Damoh | Damoh North | Hatta Res | BARTLAI | 11 KV TIKARIYA AG | NO VILLAGE FOUND | DTR NOT TAGGED | 25 KVA | 229
2034 | Damoh | Damoh North | Hatta Res | BARTLAI | 11 KV TIKARIYA AG | Badagaon | HARINARAYAN PATEL | 25 KVA | 230
2035 | Damoh | Damoh North | Hatta Res | BARTLAI | 11 KV TIKARIYA AG | Badagaon | SUDAMA TIKARIYA | 25 KVA | 231
2036 | Damoh | Damoh North | Hatta Res | BARTLAI | 11 KV TIKARIYA AG | Badagaon | RAMGOPAL PATEL | 25 KVA | 233
2037 | Damoh | Damoh North | Hatta Res | BARTLAI | 11 KV TIKARIYA AG | Badagaon | CHOTE PATEL SAB | 25 KVA | 238
2038 | Damoh | Damoh North | Hatta Res | BARTLAI | 11 KV TIKARIYA AG | NO VILLAGE FOUND | DTR NOT TAGGED | 25 KVA | 246
2039 | Damoh | Damoh North | Hatta Res | BARTLAI | 11 KV TIKARIYA AG | Talgaon | CHUDE RAJAK | 25 KVA | 247
2040 | Damoh | Damoh North | Hatta Res | BARTLAI | 11 KV TIKARIYA AG | NO VILLAGE FOUND | DTR NOT TAGGED | 25 KVA | 255
2041 | Damoh | Damoh North | Hatta Res | BARTLAI | 11 KV TIKARIYA AG | Bharota | CHOUHAN PUMP | 25 KVA | 257
2042 | Damoh | Damoh North | Hatta Res | BARTLAI | 11 KV TIKARIYA AG | Bharota | SCHOOL WALA | 25 KVA | 259
2043 | Damoh | Damoh North | Hatta Res | BARTLAI | 11 KV TIKARIYA AG | NO VILLAGE FOUND | DTR NOT TAGGED | 25 KVA | 261
2044 | Damoh | Damoh North | Hatta Res | BARTLAI | 11 KV TIKARIYA AG | Baroda Kalan | HARIJAN WALA | 25 KVA | 269
2045 | Damoh | Damoh North | Hatta Res | BARTLAI | 11 KV TIKARIYA AG | Baroda Kalan | AADIWASHI WALA | 25 KVA | 272
2046 | Damoh | Damoh North | Hatta Res | BARTLAI | 11 KV TIKARIYA AG | Bharota | KALU PATEL WALA | 25 KVA | 278
2047 | Damoh | Damoh North | Hatta Res | BARTLAI | 11 KV TIKARIYA AG | Bharota | SHIDDHE RAJAK | 25 KVA | 281
2048 | Damoh | Damoh North | Hatta Res | BARTLAI | 11 KV TIKARIYA AG | Bharota | BHUPAT SHING | 25 KVA | 292
2049 | Damoh | Damoh North | Hatta Res | BARTLAI | 11 KV TIKARIYA AG | Bharota | MANWENDR SHING | 25 KVA | 294
2050 | Damoh | Damoh North | Hatta Res | BARTLAI | 11 KV TIKARIYA AG | Bharota | RAKESH PATEL WALA | 25 KVA | 295
2051 | Damoh | Damoh North | Hatta Res | BARTLAI | 11 KV TIKARIYA AG | Bharota | DAU WALA | 25 KVA | 297
2052 | Damoh | Damoh North | Hatta Res | BARTLAI | 11 KV TIKARIYA AG | Bharota | SHARMA JI WALA | 25 KVA | 303
2053 | Damoh | Damoh North | Hatta Res | BARTLAI | 11 KV TIKARIYA AG | Bharota | SHARMA JI LIDHORA | 25 KVA | 309
2054 | Damoh | Damoh North | Hatta Res | BARTLAI | 11 KV TIKARIYA AG | Bharota | PATEL SAB WALA | 25 KVA | 312
2055 | Damoh | Damoh North | Hatta Res | BARTLAI | 11 KV TIKARIYA AG | Bharota | PATEL WALA | 25 KVA | 317
2056 | Damoh | Damoh North | Hatta Res | BARTLAI | 11 KV TIKARIYA AG | Talgaon | SEEMA BAI WALA | 25 KVA | 323
2057 | Damoh | Damoh North | Hatta Res | BARTLAI | 11 KV TIKARIYA AG | Talgaon | THAKUR BARI WALA | 25 KVA | 326
2058 | Damoh | Damoh North | Hatta Res | BARTLAI | 11 KV TIKARIYA AG | Talgaon | DEVI SHING WALA | 25 KVA | 329
2059 | Damoh | Damoh North | Hatta Res | BARTLAI | 11 KV TIKARIYA AG | Bharota | PATAR WALA | 25 KVA | 331
2060 | Damoh | Damoh North | Hatta Res | BARTLAI | 11 KV TIKARIYA AG | Talgaon | PATAR WALA | 25 KVA | 333
2061 | Damoh | Damoh North | Hatta Res | BARTLAI | 11 KV TIKARIYA AG | Bharota | GOVIND SINGH | 25 KVA | 337
2062 | Damoh | Damoh North | Hatta Res | BARTLAI | 11 KV TIKARIYA AG | Talgaon | PHE PUMP | 25 KVA | 338
2063 | Damoh | Damoh North | Hatta Res | BARTLAI | 11 KV TIKARIYA AG | Sagoni Madho | NAHAR WALA | 25 KVA | 350
2064 | Damoh | Damoh North | Hatta Res | BARTLAI | 11 KV TIKARIYA AG | Sagoni Madho | CHOUHAN PUMP | 25 KVA | 354
2065 | Damoh | Damoh North | Hatta Res | BARTLAI | 11 KV TIKARIYA AG | Sagoni Madho | DAVARKA WALA | 63 KVA | 356
2066 | Damoh | Damoh North | Hatta Res | BARTLAI | 11 KV TIKARIYA AG | Sagoni Madho | CHAMAR WALA | 25 KVA | 360
2067 | Damoh | Damoh North | Hatta Res | BARTLAI | 11 KV TIKARIYA AG | Sagoni Madho | SATEESH DUBEY | 25 KVA | 366
2068 | Damoh | Damoh North | Hatta Res | BARTLAI | 11 KV TIKARIYA AG | Sagoni Madho | SATEESH DUBEY WALA | 25 KVA | 367
2069 | Damoh | Damoh North | Hatta Res | BARTLAI | 11 KV TIKARIYA AG | Badagaon | SUGREEV WALA | 25 KVA | 368
2070 | Damoh | Damoh North | Hatta Res | BARTLAI | 11 KV TIKARIYA AG | Badagaon | BARLAM WALA | 25 KVA | 371
2071 | Damoh | Damoh North | Hatta Res | BARTLAI | 11 KV TIKARIYA AG | Badagaon | ATHAYA WALA | 25 KVA | 377
2072 | Damoh | Damoh North | Hatta Res | BARTLAI | 11 KV TIKARIYA AG | Tikariya | SHEILENDR SHING | 25 KVA | 381
2073 | Damoh | Damoh North | Hatta Res | BARTLAI | 11 KV TIKARIYA AG | Tikariya | DAU WALA | 25 KVA | 383
2074 | Damoh | Damoh North | Hatta Res | BARTLAI | 11 KV TIKARIYA AG | Tikariya | THAKUR WALA | 25 KVA | 385
2075 | Damoh | Damoh North | Hatta Res | BARTLAI | 11 KV TIKARIYA AG | Tikariya | THAKUR WALA | 25 KVA | 387
2076 | Damoh | Damoh North | Hatta Res | BARTLAI | 11 KV TIKARIYA AG | NO VILLAGE FOUND | DTR NOT TAGGED | 25 KVA | 391
2077 | Damoh | Damoh North | Hatta Res | BARTLAI | 11 KV TIKARIYA AG | Tikariya | THAKUR WALA | 25 KVA | 393
2078 | Damoh | Damoh North | Hatta Res | BARTLAI | 11 KV TIKARIYA AG | Tikariya | BALI WALA | 25 KVA | 395
2079 | Damoh | Damoh North | Hatta Res | BARTLAI | 11 KV TIKARIYA AG | Tikariya | SEN WALA | 25 KVA | 399
2080 | Damoh | Damoh North | Hatta Res | BARTLAI | 11 KV TIKARIYA AG | Tikariya | GAO WALA PAMP | 25 KVA | 402
2081 | Damoh | Damoh North | Hatta Res | BARTLAI | 11 KV TIKARIYA AG | NO VILLAGE FOUND | DTR NOT TAGGED | 25 KVA | 404
2082 | Damoh | Damoh North | Hatta Res | BARTLAI | 11 KV TIKARIYA AG | Tikariya | RAJA AHIRWAR | 25 KVA | 405
2083 | Damoh | Damoh North | Hatta Res | BARTLAI | 11 KV TIKARIYA AG | Tikariya | GURU PATEL | 25 KVA | 408
2084 | Damoh | Damoh North | Hatta Res | BARTLAI | 11 KV TIKARIYA AG | Tikariya | PATEL TIKARIYA WALA | 25 KVA | 413
2085 | Damoh | Damoh North | Hatta Res | BARTLAI | 11 KV TIKARIYA AG | Tikariya | RAGGI SHING | 25 KVA | 417
2086 | Damoh | Damoh North | Hatta Res | BARTLAI | 11 KV TIKARIYA AG | Sagoni Madho | TIKARIYA BAJI | 25 KVA | 423
2087 | Damoh | Damoh North | Hatta Res | BARTLAI | 11 KV TIKARIYA AG | Sagoni Madho | TEJPAL KALYAN SHING | 25 KVA | 428
2088 | Damoh | Damoh North | Hatta Res | BARTLAI | 11 KV TIKARIYA AG | Sagoni Madho | JAY HIND WALA | 25 KVA | 432
2089 | Damoh | Damoh North | Hatta Res | BARTLAI | 11 KV BARTLAI DL | Bartlai | S/S XMER | 25 KVA | 3
2090 | Damoh | Damoh North | Hatta Res | BARTLAI | 11 KV BARTLAI AG | Guda | KESHAV PATEL LIDHORA | 25 KVA | 390
2091 | Damoh | Damoh North | Hatta Res | BARTLAI | 11 KV BARTLAI AG | Guda | KARAN SINGH LIDHORA | 16 KVA | 386
2092 | Damoh | Damoh North | Hatta Res | BARTLAI | 11 KV BARTLAI AG | Dugrupura | RAJU PATEL LIDHORA | 100 KVA | 382
2093 | Damoh | Damoh North | Hatta Res | BARTLAI | 11 KV BARTLAI AG | Dugrupura | PREM SINGH LIDHORA | 25 KVA | 377
2094 | Damoh | Damoh North | Hatta Res | BARTLAI | 11 KV BARTLAI AG | Dugrupura | CHANDA PATEL LIDHORA | 25 KVA | 374
2095 | Damoh | Damoh North | Hatta Res | BARTLAI | 11 KV BARTLAI AG | Ludhani | SUJAN SINGH LIDHORA | 25 KVA | 370
2096 | Damoh | Damoh North | Hatta Res | BARTLAI | 11 KV BARTLAI AG | Guda | JANKI DULIYA LIDHORA | 25 KVA | 367
2097 | Damoh | Damoh North | Hatta Res | BARTLAI | 11 KV BARTLAI AG | Bhiloni | PREMSINGH LIDHORA | 25 KVA | 357
2098 | Damoh | Damoh North | Hatta Res | BARTLAI | 11 KV BARTLAI AG | Guda | NARAYANSINGH LIDHORA | 25 KVA | 355
2099 | Damoh | Damoh North | Hatta Res | BARTLAI | 11 KV BARTLAI AG | Guda | BHADIYA AHIRWAR LIDHORA | 25 KVA | 353
2100 | Damoh | Damoh North | Hatta Res | BARTLAI | 11 KV BARTLAI AG | Guda | BAHADUR SINGH LIDHORA | 63 KVA | 352
2101 | Damoh | Damoh North | Hatta Res | BARTLAI | 11 KV BARTLAI AG | Guda | DAYARAM KURMI LIDHORA | 25 KVA | 346
2102 | Damoh | Damoh North | Hatta Res | BARTLAI | 11 KV BARTLAI AG | Guda | KUWARMAN KURMI GUDA | 16 KVA | 341
2103 | Damoh | Damoh North | Hatta Res | BARTLAI | 11 KV BARTLAI AG | Guda | BHANGU KANCHI GUDA | 25 KVA | 339
2104 | Damoh | Damoh North | Hatta Res | BARTLAI | 11 KV BARTLAI AG | Guda | BINDU KANHI GUDA | 25 KVA | 338
2105 | Damoh | Damoh North | Hatta Res | BARTLAI | 11 KV BARTLAI AG | Guda | DHANIRAM KURMI GUDA | 25 KVA | 336
2106 | Damoh | Damoh North | Hatta Res | BARTLAI | 11 KV BARTLAI AG | Guda | MAHESH KURMI GUDA | 25 KVA | 335
2107 | Damoh | Damoh North | Hatta Res | BARTLAI | 11 KV BARTLAI AG | Guda | RADHESHYAM KURMI GUDA | 25 KVA | 328
2108 | Damoh | Damoh North | Hatta Res | BARTLAI | 11 KV BARTLAI AG | Guda | BABA WALA GUDA | 25 KVA | 325
2109 | Damoh | Damoh North | Hatta Res | BARTLAI | 11 KV BARTLAI AG | Guda | KODURAM KURMI GUDA | 25 KVA | 323
2110 | Damoh | Damoh North | Hatta Res | BARTLAI | 11 KV BARTLAI AG | Guda | HARIJAN WALA GUDA | 25 KVA | 320
2111 | Damoh | Damoh North | Hatta Res | BARTLAI | 11 KV BARTLAI AG | Guda | KRISHNKANT KURMI GUDA | 25 KVA | 315
2112 | Damoh | Damoh North | Hatta Res | BARTLAI | 11 KV BARTLAI AG | Guda | JAGESHWAR KURMI BARTALAI | 25 KVA | 308
2113 | Damoh | Damoh North | Hatta Res | BARTLAI | 11 KV BARTLAI AG | Guda | AASHARAM KURMI BARTALAI | 25 KVA | 304
2114 | Damoh | Damoh North | Hatta Res | BARTLAI | 11 KV BARTLAI AG | Lidhaora | SURAJ KURMI GUDA | 25 KVA | 299
2115 | Damoh | Damoh North | Hatta Res | BARTLAI | 11 KV BARTLAI AG | Lidhaora | JIVAN VISHWAKARMA BARTALAI | 25 KVA | 297
2116 | Damoh | Damoh North | Hatta Res | BARTLAI | 11 KV BARTLAI AG | Lidhaora | MALTIBAI GUDA | 25 KVA | 291
2117 | Damoh | Damoh North | Hatta Res | BARTLAI | 11 KV BARTLAI AG | Lidhaora | BANMALI KURMI GUDA | 25 KVA | 288
2118 | Damoh | Damoh North | Hatta Res | BARTLAI | 11 KV BARTLAI AG | Guda | JAGGE WALA BARTALAI | 25 KVA | 285
2119 | Damoh | Damoh North | Hatta Res | BARTLAI | 11 KV BARTLAI AG | Guda | RAMGOPAL PATEL BARTALAI | 25 KVA | 284
2120 | Damoh | Damoh North | Hatta Res | BARTLAI | 11 KV BARTLAI AG | Guda | VIJAY TOMER BARTALAI | 25 KVA | 278
2121 | Damoh | Damoh North | Hatta Res | BARTLAI | 11 KV BARTLAI AG | Guda | HARPAL CHAMAR BARTALAI | 25 KVA | 276
2122 | Damoh | Damoh North | Hatta Res | BARTLAI | 11 KV BARTLAI AG | Guda | SUDAMA CHOUDHARY BARTALAI | 63 KVA | 264
2123 | Damoh | Damoh North | Hatta Res | BARTLAI | 11 KV BARTLAI AG | Bartlai | BABU LAL KURMI BARTALAI | 25 KVA | 263
2124 | Damoh | Damoh North | Hatta Res | BARTLAI | 11 KV BARTLAI AG | Bartlai | DINDAYAL KURMI BARTALAI | 25 KVA | 262
2125 | Damoh | Damoh North | Hatta Res | BARTLAI | 11 KV BARTLAI AG | Bartlai | RAJENDRA KURMI BARTALAI | 16 KVA | 260
2126 | Damoh | Damoh North | Hatta Res | BARTLAI | 11 KV BARTLAI AG | Guda | MIHILAL KURMI BARTALAI | 25 KVA | 257
2127 | Damoh | Damoh North | Hatta Res | BARTLAI | 11 KV BARTLAI AG | Padajhir | RAJESH KURMI DHUMA | 63 KVA | 246
2128 | Damoh | Damoh North | Hatta Res | BARTLAI | 11 KV BARTLAI AG | Bartlai | KASHINAI BARTALAI | 25 KVA | 242
2129 | Damoh | Damoh North | Hatta Res | BARTLAI | 11 KV BARTLAI AG | Bartlai | VISHWANATH MISHRA PANDAJHIR | 25 KVA | 240
2130 | Damoh | Damoh North | Hatta Res | BARTLAI | 11 KV BARTLAI AG | Bartlai | RAMSEVAK KURMI BARTALAI | 25 KVA | 234
2131 | Damoh | Damoh North | Hatta Res | BARTLAI | 11 KV BARTLAI AG | Bartlai | RAKESH KURMI BARTALAI | 25 KVA | 229
2132 | Damoh | Damoh North | Hatta Res | BARTLAI | 11 KV BARTLAI AG | Bartlai | SANTU KURMI SIMARI | 100 KVA | 223
2133 | Damoh | Damoh North | Hatta Res | BARTLAI | 11 KV BARTLAI AG | Bartlai | RAMADHAR JHAMAR | 25 KVA | 222
2134 | Damoh | Damoh North | Hatta Res | BARTLAI | 11 KV BARTLAI AG | Dhuma | BHUJBAL KURMI DHUMA | 25 KVA | 218
2135 | Damoh | Damoh North | Hatta Res | BARTLAI | 11 KV BARTLAI AG | Padajhir | KISHUNDAS KURMI DHUMA | 25 KVA | 214
2136 | Damoh | Damoh North | Hatta Res | BARTLAI | 11 KV BARTLAI AG | Padajhir | DHUMA BASTI HAR | 25 KVA | 212
2137 | Damoh | Damoh North | Hatta Res | BARTLAI | 11 KV BARTLAI AG | Padajhir | KALU VAIDH DHUMA | 25 KVA | 200
2138 | Damoh | Damoh North | Hatta Res | BARTLAI | 11 KV BARTLAI AG | Padajhir | RAMRATAN KURMI DHUMA | 25 KVA | 198
2139 | Damoh | Damoh North | Hatta Res | BARTLAI | 11 KV BARTLAI AG | Padajhir | HARIDAS RAIKWAR | 25 KVA | 190
2140 | Damoh | Damoh North | Hatta Res | BARTLAI | 11 KV BARTLAI AG | Padajhir | SANTOSH PATEL DHUMA | 63 KVA | 186
2141 | Damoh | Damoh North | Hatta Res | BARTLAI | 11 KV BARTLAI AG | Bartlai | KAILASH KURMI BARTALAI | 25 KVA | 178
2142 | Damoh | Damoh North | Hatta Res | BARTLAI | 11 KV BARTLAI AG | Bartlai | SHASHIBALA BARTALAI | 25 KVA | 175
2143 | Damoh | Damoh North | Hatta Res | BARTLAI | 11 KV BARTLAI AG | Bartlai | PHE WALA BARTALAI | 25 KVA | 167
2144 | Damoh | Damoh North | Hatta Res | BARTLAI | 11 KV BARTLAI AG | Bartlai | SAROJ BAI BARTALAI | 25 KVA | 164
2145 | Damoh | Damoh North | Hatta Res | BARTLAI | 11 KV BARTLAI AG | Tikariya | HALBAL SINGH DEOGAV | 25 KVA | 158
2146 | Damoh | Damoh North | Hatta Res | BARTLAI | 11 KV BARTLAI AG | Tikariya | JAYPAL SINGH DEOGAV | 25 KVA | 153
2147 | Damoh | Damoh North | Hatta Res | BARTLAI | 11 KV BARTLAI AG | Tikariya | TARABAI DEOGAV | 25 KVA | 152
2148 | Damoh | Damoh North | Hatta Res | BARTLAI | 11 KV BARTLAI AG | Tikariya | FERAN SINGH DEOGAV | 25 KVA | 147
2149 | Damoh | Damoh North | Hatta Res | BARTLAI | 11 KV BARTLAI AG | Tikariya | VEDPAL DEOGAV | 25 KVA | 144
2150 | Damoh | Damoh North | Hatta Res | BARTLAI | 11 KV BARTLAI AG | Tikariya | MEHTAB SINGH DEOGAV | 25 KVA | 139
2151 | Damoh | Damoh North | Hatta Res | BARTLAI | 11 KV BARTLAI AG | Tikariya | SANDEEP SINGH DEOGAV | 25 KVA | 137
2152 | Damoh | Damoh North | Hatta Res | BARTLAI | 11 KV BARTLAI AG | Tikariya | SATTAR KHAN DEOGAV | 25 KVA | 133
2153 | Damoh | Damoh North | Hatta Res | BARTLAI | 11 KV BARTLAI AG | Tikariya | RAJKUMAAR I SINGH DEOGAV | 25 KVA | 130
2154 | Damoh | Damoh North | Hatta Res | BARTLAI | 11 KV BARTLAI AG | Deogaon | RAJESH SINGH DEOGAV | 25 KVA | 125
2155 | Damoh | Damoh North | Hatta Res | BARTLAI | 11 KV BARTLAI AG | Deogaon | GULJAR SINGH DEOGAV | 25 KVA | 122
2156 | Damoh | Damoh North | Hatta Res | BARTLAI | 11 KV BARTLAI AG | Deogaon | SANTOSH SINGH DEOGAV | 25 KVA | 123
2157 | Damoh | Damoh North | Hatta Res | BARTLAI | 11 KV BARTLAI AG | Deogaon | SAKUNBAI PANDAJHIR | 25 KVA | 119
2158 | Damoh | Damoh North | Hatta Res | BARTLAI | 11 KV BARTLAI AG | Guda | LAXMAN KANCHI GUDA | 25 KVA | 400
2159 | Damoh | Damoh North | Hatta Res | BARTLAI | 11 KV BARTLAI AG | Padajhir | GANGA KANCHI PANDAJHIR | 25 KVA | 113
2160 | Damoh | Damoh North | Hatta Res | BARTLAI | 11 KV BARTLAI AG | Lidhaora | MANJO BAI PANDAJHIR | 25 KVA | 112
2161 | Damoh | Damoh North | Hatta Res | BARTLAI | 11 KV BARTLAI AG | Lidhaora | INDRAKUMAR PANDAJHIR | 25 KVA | 107
2162 | Damoh | Damoh North | Hatta Res | BARTLAI | 11 KV BARTLAI AG | Tikariya | TIKKU AHIRWAR PANDAJHIR | 25 KVA | 102
2163 | Damoh | Damoh North | Hatta Res | BARTLAI | 11 KV BARTLAI AG | Tikariya | NARMADA MISHRA PANDAJHIR | 25 KVA | 99
2164 | Damoh | Damoh North | Hatta Res | BARTLAI | 11 KV BARTLAI AG | Padajhir | MOHAN ATHAYA | 25 KVA | 97
2165 | Damoh | Damoh North | Hatta Res | BARTLAI | 11 KV BARTLAI AG | Padajhir | GOPI ATHAYA PANDAJHIR | 25 KVA | 93
2166 | Damoh | Damoh North | Hatta Res | BARTLAI | 11 KV BARTLAI AG | Padajhir | GORELAL PANDAJHIR | 25 KVA | 89
2167 | Damoh | Damoh North | Hatta Res | BARTLAI | 11 KV BARTLAI AG | Padajhir | RAJU MISRA | 25 KVA | 86
2168 | Damoh | Damoh North | Hatta Res | BARTLAI | 11 KV BARTLAI AG | Padajhir | HARIJAN WALI PANDAJHIR | 25 KVA | 83
2169 | Damoh | Damoh North | Hatta Res | BARTLAI | 11 KV BARTLAI AG | Padajhir | CHOUDA RAJAK | 25 KVA | 79
2170 | Damoh | Damoh North | Hatta Res | BARTLAI | 11 KV BARTLAI AG | Deogaon | GAJRAJ SINGH DEOGAV | 25 KVA | 74
2171 | Damoh | Damoh North | Hatta Res | BARTLAI | 11 KV BARTLAI AG | Padajhir | AJAY SINGH DEOGAV | 25 KVA | 66
2172 | Damoh | Damoh North | Hatta Res | BARTLAI | 11 KV BARTLAI AG | Padajhir | LADLI BAHU PANDAJHIR | 25 KVA | 64
2173 | Damoh | Damoh North | Hatta Res | BARTLAI | 11 KV BARTLAI AG | Padajhir | PRAHLAD SINGH PANDAJHIR | 25 KVA | 62
2174 | Damoh | Damoh North | Hatta Res | BARTLAI | 11 KV BARTLAI AG | Padajhir | BALKISHUN TIWARI PANDAJHIR | 100 KVA | 60
2175 | Damoh | Damoh North | Hatta Res | BARTLAI | 11 KV BARTLAI AG | Padajhir | GANESH MISHRA PANDAJHIR | 25 KVA | 56
2176 | Damoh | Damoh North | Hatta Res | BARTLAI | 11 KV BARTLAI AG | Padajhir | PREMRANI KANCHI PANDAJHIR | 25 KVA | 53
2177 | Damoh | Damoh North | Hatta Res | BARTLAI | 11 KV BARTLAI AG | Padajhir | PUSHPALATA MISHRA PANDAJHIR | 25 KVA | 47
2178 | Damoh | Damoh North | Hatta Res | BARTLAI | 11 KV BARTLAI AG | Padajhir | AJAY SINGH PANDAJHIR | 25 KVA | 44
2179 | Damoh | Damoh North | Hatta Res | BARTLAI | 11 KV BARTLAI AG | Padajhir | SHAHJADSINGH PANDAJHIR | 100 KVA | 39
2180 | Damoh | Damoh North | Hatta Res | BARTLAI | 11 KV BARTLAI AG | Guda | NATHU KURMI BARTALAI | 25 KVA | 32
2181 | Damoh | Damoh North | Hatta Res | BARTLAI | 11 KV BARTLAI AG | Guda | NARAYAN BARTALAI | 25 KVA | 27
2182 | Damoh | Damoh North | Hatta Res | BARTLAI | 11 KV BARTLAI AG | Guda | GIRJABAI BARTALAI | 25 KVA | 23
2183 | Damoh | Damoh North | Hatta Res | BARTLAI | 11 KV BARTLAI AG | Guda | SOURBH KACHI BARTALAI | 25 KVA | 22
2184 | Damoh | Damoh North | Hatta Res | BARTLAI | 11 KV BARTLAI AG | Bartlai | KISHUNDAS KURMI BARTALAI | 25 KVA | 16
2185 | Damoh | Damoh North | Hatta Res | BARTLAI | 11 KV BARTLAI AG | Bartlai | PRAHLAD KURMI BARTALAI | 25 KVA | 15
2186 | Damoh | Damoh North | Hatta Res | BARTLAI | 11 KV BARTLAI AG | Bartlai | VARNDAWAN KURMI BARTALAI | 25 KVA | 9
2187 | Damoh | Damoh North | Hatta Res | BARTLAI | 11 KV BARTLAI AG | Guda | MUKADAM WALA GUDA | 25 KVA | 407
2188 | Damoh | Damoh North | Hatta Res | BARTLAI | 11 KV BARTLAI AG | Guda | KHILAN PATEL GUDA | 25 KVA | 413
2189 | Damoh | Damoh North | Hatta Res | BARTLAI | 11 KV BARTLAI AG | Guda | BHUMMI KURMI GUDA | 63 KVA | 419
2190 | Damoh | Damoh North | Hatta Res | BARTLAI | 11 KV BARTLAI AG | Lidhaora | PREM SINGH LIDHORA | 63 KVA | 427
2191 | Damoh | Damoh North | Hatta Res | BARTLAI | 11 KV BARTLAI AG | Lidhaora | JANKI DULIYA LIDHORA | 25 KVA | 432
2192 | Damoh | Damoh North | Hatta Res | BARTLAI | 11 KV BARTLAI AG | Lidhaora | BALWAN SINGH LIDHORA | 25 KVA | 439
2193 | Damoh | Damoh North | Hatta Res | BARTLAI | 11 KV BARTLAI AG | Lidhaora | PHE WALA LIDHORA | 25 KVA | 440
2194 | Damoh | Damoh North | Hatta Res | BARTLAI | 11 KV BARTLAI AG | Lidhaora | RADHA RANI LIDHORA | 25 KVA | 446
2195 | Damoh | Damoh North | Hatta Res | BARTLAI | 11 KV BARTLAI AG | Lidhaora | DALVEER SINGH LIDHORA | 25 KVA | 452
2196 | Damoh | Damoh North | Hatta Res | BARTLAI | 11 KV BARTLAI AG | Lidhaora | BHAIYA SAHAB LIDHORA | 25 KVA | 453
2197 | Damoh | Damoh North | Hatta Res | BARTLAI | 11 KV BARTLAI AG | Neemi | SANGRAM SINGH LIDHORA | 25 KVA | 458
2198 | Damoh | Damoh North | Hatta Res | BARTLAI | 11 KV BARTLAI AG | Lidhaora | BASTI WALA LIDHORA | 25 KVA | 460
2199 | Damoh | Damoh North | Hatta Res | BARTLAI | 11 KV BARTLAI AG | Lidhaora | SUJAN SINGH | 25 KVA | 462
2200 | Damoh | Damoh North | Hatta Res | BARTLAI | 11 KV BARTLAI AG | Lidhaora | GOURISHANKAR LIDHORA | 25 KVA | 471
2201 | Damoh | Damoh North | Hatta Res | BARTLAI | 11 KV BARTLAI AG | Lidhaora | RAMNATH KURMI LIDHORA | 25 KVA | 472
2202 | Damoh | Damoh North | Hatta Res | BARTLAI | 11 KV BARTLAI AG | Lidhaora | MADAN SINGH | 25 KVA | 478
2203 | Damoh | Damoh North | Hatta Res | BARTLAI | 11 KV BARTLAI AG | Lidhaora | MOHAN KANCHI LIDHORA | 100 KVA | 482
2204 | Damoh | Damoh North | Hatta Res | BARTLAI | 11 KV BARTLAI AG | Lidhaora | PREMRANI SINGH LIDHORA | 25 KVA | 485
2205 | Damoh | Damoh North | Hatta Res | BARTLAI | 11 KV BARTLAI AG | Lidhaora | CHANDA PATEL LIDHORA | 63 KVA | 490
2206 | Damoh | Damoh North | Hatta Res | BARTLAI | 11 KV BARTLAI AG | Lidhaora | RAJU PATEL LIDHORA | 25 KVA | 493
2207 | Damoh | Damoh North | Hatta Res | BARTLAI | 11 KV BARTLAI AG | Lidhaora | KARAN SINGH LIDHORA | 25 KVA | 497
2208 | Damoh | Damoh North | Hatta Res | BARTLAI | 11 KV BARTLAI AG | Lidhaora | KESHAV PATEL LIDHORA | 25 KVA | 500
2209 | Damoh | Damoh North | Hatta Res | BARTLAI | 11 KV BARTLAI AG | Lidhaora | BAHADUR SINGH LIDHORA | 25 KVA | 506
2210 | Damoh | Damoh North | Hatta Res | BARTLAI | 11 KV BARTLAI AG | Ludhani | BHADIYA AHIRWAR | 25 KVA | 509
2211 | Damoh | Damoh North | Hatta Res | BARTLAI | 11 KV BARTLAI AG | Ludhani | NARAYAN SINGH LIDHORA | 25 KVA | 517
2212 | Damoh | Damoh North | Bangaon | BANGAON | 11 KV MANKORA DL | Mankora | 25 KVA W/W MANKORA | 25 KVA | 126
2213 | Damoh | Damoh North | Bangaon | BANGAON | 11 KV MANKORA DL | Simri Sitanagar | GOTI LAL PATEL KE PASS SIMRI 25 KVA | 25 KVA | 100
2214 | Damoh | Damoh North | Bangaon | BANGAON | 11 KV MANKORA DL | Simri Sitanagar | DULICHAND KE PAS SIMRI 25 KVA | 25 KVA | 97
2215 | Damoh | Damoh North | Bangaon | BANGAON | 11 KV MANKORA DL | Simri Sitanagar | RAJARAM KE GHAR KE PAS SIMRI 25 KVA | 25 KVA | 92
2216 | Damoh | Damoh North | Bangaon | BANGAON | 11 KV MANKORA DL | Bhaguwa | 25 KVA SIMRI RODE PAR | 25 KVA | 85
2217 | Damoh | Damoh North | Bangaon | BANGAON | 11 KV MANKORA DL | Bhaguwa | 63 KVA SIMRI BASTI | 63 KVA | 70
2218 | Damoh | Damoh North | Bangaon | BANGAON | 11 KV MANKORA DL | Bhaguwa | PULIYA KE PAS SIMRI 25 KVA | 25 KVA | 67
2219 | Damoh | Damoh North | Bangaon | BANGAON | 11 KV MANKORA DL | NO VILLAGE FOUND | DTR NOT TAGGED | 25 KVA | 61
2220 | Damoh | Damoh North | Bangaon | BANGAON | 11 KV MANKORA DL | Bhaguwa | SCHOOL PASS SIMRI 25 KVA | 25 KVA | 60
2221 | Damoh | Damoh North | Bangaon | BANGAON | 11 KV MANKORA DL | Mankora | RAJAK MUHALLA MANKORA 25 KVA | 25 KVA | 154
2222 | Damoh | Damoh North | Bangaon | BANGAON | 11 KV MANKORA DL | Mankora | 25 KVA GORELAL MANKORA | 25 KVA | 173
2223 | Damoh | Damoh North | Bangaon | BANGAON | 11 KV MANKORA DL | Mankora | 25 KVA PIPAL KE PASS MANKORA | 25 KVA | 175
2224 | Damoh | Damoh North | Bangaon | BANGAON | 11 KV MANKORA DL | Mankora | MATA MANDIR KE PASS 25 KVA MANKORA | 25 KVA | 178
2225 | Damoh | Damoh North | Bangaon | BANGAON | 11 KV MANKORA DL | Mankora | SCHOOL KE PASS 25 KVA MANKORA | 25 KVA | 183
2226 | Damoh | Damoh North | Bangaon | BANGAON | 11 KV MANKORA DL | Mankora | GRAMPANCHAYAT KE PASS MANKORA 25 | 25 KVA | 185
2227 | Damoh | Damoh North | Bangaon | BANGAON | 11 KV MANKORA DL | Bhaguwa | BHGWA BASTI 63 KVA | 25 KVA | 212
2228 | Damoh | Damoh North | Bangaon | BANGAON | 11 KV MANKORA DL | Bhaguwa | MANOJ SARPANCH BHAGWA 25 KVA | 25 KVA | 219
2229 | Damoh | Damoh North | Bangaon | BANGAON | 11 KV MANKORA DL | NO VILLAGE FOUND | DTR NOT TAGGED | 25 KVA | 230
2230 | Damoh | Damoh North | Bangaon | BANGAON | 11 KV MANKORA DL | Rampur | 25 KVA BAMURIYA BASTI | 25 KVA | 231
2231 | Damoh | Damoh North | Bangaon | BANGAON | 11 KV MANKORA DL | Rampur | RAMPUR MANDIR KE PASS 63 KVA | 63 KVA | 250
2232 | Damoh | Damoh North | Bangaon | BANGAON | 11 KV MANKORA DL | Rampur | BHAGAT JI KE PASS 25 KVA RAMPUR | 25 KVA | 251
2233 | Damoh | Damoh North | Bangaon | BANGAON | 11 KV MANKORA AG | Bamuriya Hatta | BANGAON TALAB 25 KVA | 25 KVA | 8
2234 | Damoh | Damoh North | Bangaon | BANGAON | 11 KV MANKORA AG | Simri Sitanagar | 25 KVA SIMRI | 25 KVA | 27
2235 | Damoh | Damoh North | Bangaon | BANGAON | 11 KV MANKORA AG | Bhaguwa | 25 KVA BHAGWA MAIN | 25 KVA | 48
2236 | Damoh | Damoh North | Bangaon | BANGAON | 11 KV MANKORA AG | Bhaguwa | 100 KVA BHAGWA HAR | 100 KVA | 58
2237 | Damoh | Damoh North | Bangaon | BANGAON | 11 KV MANKORA AG | Rampur | PEHLAD PATEL BHGWA 25 KVA | 25 KVA | 70
2238 | Damoh | Damoh North | Bangaon | BANGAON | 11 KV MANKORA AG | Rampur | 25 KVA BALRAM PATEL BHAGWA | 25 KVA | 74
2239 | Damoh | Damoh North | Bangaon | BANGAON | 11 KV MANKORA AG | Bhaguwa | 25 KVA BHAGWA | 25 KVA | 79
2240 | Damoh | Damoh North | Bangaon | BANGAON | 11 KV MANKORA AG | Bhaguwa | RADHIKA RANI 25 KVA BHAGWA | 25 KVA | 86
2241 | Damoh | Damoh North | Bangaon | BANGAON | 11 KV MANKORA AG | Bhaguwa | YASBANT KE PASS 100 KVA SIMRI | 100 KVA | 89
2242 | Damoh | Damoh North | Bangaon | BANGAON | 11 KV MANKORA AG | Bhaguwa | GOTI RAM KE PASS 25KVA SIMRI | 25 KVA | 94
2243 | Damoh | Damoh North | Bangaon | BANGAON | 11 KV MANKORA AG | Bhaguwa | HUKUM SINGH KE PASS 63 KVA SIMRI | 63 KVA | 99
2244 | Damoh | Damoh North | Bangaon | BANGAON | 11 KV MANKORA AG | Bhaguwa | 25 KVA SIMRI HAR | 25 KVA | 102
2245 | Damoh | Damoh North | Bangaon | BANGAON | 11 KV MANKORA AG | Mankora | VISHAL PATEL 100 KVA SIMRI | 100 KVA | 109
2246 | Damoh | Damoh North | Bangaon | BANGAON | 11 KV MANKORA AG | Mankora | SHREEVASTAV 25 KVA SIMRI | 25 KVA | 118
2247 | Damoh | Damoh North | Bangaon | BANGAON | 11 KV MANKORA AG | Mankora | 25 KVA MANKORA HAR | 25 KVA | 125
2248 | Damoh | Damoh North | Bangaon | BANGAON | 11 KV MANKORA AG | Mankora | 63 KVA GORELAL MANKORA | 63 KVA | 128
2249 | Damoh | Damoh North | Bangaon | BANGAON | 11 KV MANKORA AG | Mankora | DEVLAI WALE 25 KVA MANKORA | 25 KVA | 135
2250 | Damoh | Damoh North | Bangaon | BANGAON | 11 KV MANKORA AG | Mankora | 63 KVA MANKORA BASTI MAIN | 63 KVA | 140
2251 | Damoh | Damoh North | Bangaon | BANGAON | 11 KV MANKORA AG | Mankora | KALYAN SINGH 25 KVA MANKORA | 25 KVA | 144
2252 | Damoh | Damoh North | Bangaon | BANGAON | 11 KV MANKORA AG | Mankora | SEETANAGAR WALE PATEL 25 KVA MANKORA | 25 KVA | 151
2253 | Damoh | Damoh North | Bangaon | BANGAON | 11 KV MANKORA AG | Mankora | SAROTIYA JI 63 KVA MANKORA | 63 KVA | 153
2254 | Damoh | Damoh North | Bangaon | BANGAON | 11 KV MANKORA AG | Madhkola | GIRJA KANCHI 63 KVA MANKORA | 63 KVA | 158
2255 | Damoh | Damoh North | Bangaon | BANGAON | 11 KV MANKORA AG | Mankora | 100 KVA PATHAK JI MANKORA | 100 KVA | 175
2256 | Damoh | Damoh North | Bangaon | BANGAON | 11 KV MANKORA AG | Karijog | TIWARI JI KAY 25 KVA MANKORA | 25 KVA | 182
2257 | Damoh | Damoh North | Bangaon | BANGAON | 11 KV MANKORA AG | Mankora | 100 KVA RAJAK MANKORA | 100 KVA | 191
2258 | Damoh | Damoh North | Bangaon | BANGAON | 11 KV MANKORA AG | Mankora | GORELAL 25 KVA MANKORA | 25 KVA | 196
2259 | Damoh | Damoh North | Bangaon | BANGAON | 11 KV MANKORA AG | Mankora | 25 KVA GAREEB DAS MANKORA | 25 KVA | 200
2260 | Damoh | Damoh North | Bangaon | BANGAON | 11 KV MANKORA AG | Mankora | RADHARANI 25 KVA MANKORA | 25 KVA | 203
2261 | Damoh | Damoh North | Bangaon | BANGAON | 11 KV MANKORA AG | Mankora | 25 KVA RAJAK MANKORA | 25 KVA | 206
2262 | Damoh | Damoh North | Bangaon | BANGAON | 11 KV MANKORA AG | Bhaguwa | 25 KVA BHAGWA | 25 KVA | 211
2263 | Damoh | Damoh North | Bangaon | BANGAON | 11 KV MANKORA AG | Bhaguwa | 63 KVA PIPAL KE PASS BAMURIYA | 63 KVA | 217
2264 | Damoh | Damoh North | Bangaon | BANGAON | 11 KV MANKORA AG | Rampur | 63 KVA RAMPUR | 63 KVA | 226
2265 | Damoh | Damoh North | Bangaon | BANGAON | 11 KV MANKORA AG | Rampur | 100 KVA BHAGAT JI RAMPUR | 100 KVA | 230
2266 | Damoh | Damoh North | Bangaon | BANGAON | 11 KV MANKORA AG | Rampur | 100 KVA BHAISHAB RAMPUR | 100 KVA | 236
2267 | Damoh | Damoh North | Bangaon | BANGAON | 11 KV MANKORA AG | Rampur | 25 KVA BADEGAON KAY | 25 KVA | 242
2268 | Damoh | Damoh North | Bangaon | BANGAON | 11 KV MANKORA AG | Bhaguwa | 25 KVA BAMURIYA HAR | 25 KVA | 254
2269 | Damoh | Damoh North | Bangaon | BANGAON | 11 KV MANKORA AG | Simri Sitanagar | 63 KVA BANGAON NADI | 63 KVA | 267
2270 | Damoh | Damoh North | Bangaon | BANGAON | 11 KV MANKORA AG | Simri Sitanagar | MANGU 25 KVA BANGAON | 25 KVA | 272
2271 | Damoh | Damoh North | Bangaon | BANGAON | 11 KV MANKORA AG | Ankh Kheda | 25 KVA SHREEVASTAV JI KAY BANGAON | 25 KVA | 277
2272 | Damoh | Damoh South | Taradehi | TARADEHI | 11 KV SARASBAGLI AG | Bamhori Mal | KHILAN LODHI PUMP | 25 KVA | 711
2273 | Damoh | Damoh South | Taradehi | TARADEHI | 11 KV SARASBAGLI AG | Khamtara Mal | PHALAD GOUND PUMP | 25 KVA | 707
2274 | Damoh | Damoh South | Taradehi | TARADEHI | 11 KV SARASBAGLI AG | Bamhori Mal | KADORI PUMP AAMAN TEPING | 25 KVA | 701
2275 | Damoh | Damoh South | Taradehi | TARADEHI | 11 KV SARASBAGLI AG | Bamhori Mal | AAMAN GOUND PUMP | 25 KVA | 698
2276 | Damoh | Damoh South | Taradehi | TARADEHI | 11 KV SARASBAGLI AG | Kot Kheda Mal | VIKRAMPUR HAAR | 63 KVA | 691
2277 | Damoh | Damoh South | Taradehi | TARADEHI | 11 KV SARASBAGLI AG | Bamhori Mal | MULAM SINGH LODHI PUMP BAMOHRI | 63 KVA | 673
2278 | Damoh | Damoh South | Taradehi | TARADEHI | 11 KV SARASBAGLI AG | Kot Kheda Mal | IMRAT SINGH PUMP | 63 KVA | 663
2279 | Damoh | Damoh South | Taradehi | TARADEHI | 11 KV SARASBAGLI AG | Kot Kheda Mal | JUGRAJ SINGH LODHI PUMP | 25 KVA | 652
2280 | Damoh | Damoh South | Taradehi | TARADEHI | 11 KV SARASBAGLI AG | Kot Kheda Mal | BABOO SINGH LODHI PUMP | 25 KVA | 645
2281 | Damoh | Damoh South | Taradehi | TARADEHI | 11 KV SARASBAGLI AG | Kot Kheda Mal | SURENDRA LODHI PUMP | 63 KVA | 637
2282 | Damoh | Damoh South | Taradehi | TARADEHI | 11 KV SARASBAGLI AG | Kot Kheda Mal | KOTKEDA HAAR PUMP | 25 KVA | 633
2283 | Damoh | Damoh South | Taradehi | TARADEHI | 11 KV SARASBAGLI AG | Kot Kheda Mal | SANJOO MALGUJAAR PUMP | 25 KVA | 622
2284 | Damoh | Damoh South | Taradehi | TARADEHI | 11 KV SARASBAGLI AG | Kot Kheda Mal | JAGAT SINGH PUMP | 63 KVA | 614
2285 | Damoh | Damoh South | Taradehi | TARADEHI | 11 KV SARASBAGLI AG | Kot Kheda Mal | JAGAT SINGH PUMP | 100 KVA | 602
2286 | Damoh | Damoh South | Taradehi | TARADEHI | 11 KV SARASBAGLI AG | Kot Kheda Mal | MADAN LODHI KOTKHEDA WALE PUMP | 25 KVA | 591
2287 | Damoh | Damoh South | Taradehi | TARADEHI | 11 KV SARASBAGLI AG | Khamariya Shivlal | BAHADUR MASAB PUMP | 63 KVA | 587
2288 | Damoh | Damoh South | Taradehi | TARADEHI | 11 KV SARASBAGLI AG | Saras Bagli Mal | VIMAL JAIN PUMP | 25 KVA | 583
2289 | Damoh | Damoh South | Taradehi | TARADEHI | 11 KV SARASBAGLI AG | Bamhori Mal | BINEET BYA PUMP | 25 KVA | 573
2290 | Damoh | Damoh South | Taradehi | TARADEHI | 11 KV SARASBAGLI AG | Khamtara Mal | KADORI PUMP | 25 KVA | 553
2291 | Damoh | Damoh South | Taradehi | TARADEHI | 11 KV SARASBAGLI AG | Bamhori Mal | DEEPCHAND GOUND PUMP MAJHA | 25 KVA | 547
2292 | Damoh | Damoh South | Taradehi | TARADEHI | 11 KV SARASBAGLI AG | Bamhori Mal | SUBHASH LODHI PUMP BAMOHRA PUMP | 25 KVA | 531
2293 | Damoh | Damoh South | Taradehi | TARADEHI | 11 KV SARASBAGLI AG | Bamhori Mal | BAMOHRI RAIYAT HAAR PUMP | 25 KVA | 512
2294 | Damoh | Damoh South | Taradehi | TARADEHI | 11 KV SARASBAGLI AG | Bamhori Mal | UTTAM CHAMR PUMP | 25 KVA | 501
2295 | Damoh | Damoh South | Taradehi | TARADEHI | 11 KV SARASBAGLI AG | Khamtara Mal | LATORI LAL PUMP | 25 KVA | 494
2296 | Damoh | Damoh South | Taradehi | TARADEHI | 11 KV SARASBAGLI AG | Bamhori Mal | SUSEEL MISRA PUMP | 25 KVA | 478
2297 | Damoh | Damoh South | Taradehi | TARADEHI | 11 KV SARASBAGLI AG | Bamhori Mal | SEETAL CHAND JAIN PUMP | 63 KVA | 469
2298 | Damoh | Damoh South | Taradehi | TARADEHI | 11 KV SARASBAGLI AG | Bamhori Mal | MULAM SINGH PUMP PTHA HAAR | 63 KVA | 453
2299 | Damoh | Damoh South | Taradehi | TARADEHI | 11 KV SARASBAGLI AG | Sarra Tuda | NEEMBARE PUMP | 25 KVA | 445
2300 | Damoh | Damoh South | Taradehi | TARADEHI | 11 KV SARASBAGLI AG | Sarra Tuda | TIKKU GOUND PUMP | 63 KVA | 441
2301 | Damoh | Damoh South | Taradehi | TARADEHI | 11 KV SARASBAGLI AG | Sarra Tuda | PATEL PUMP SARRA TOODA | 25 KVA | 436
2302 | Damoh | Damoh South | Taradehi | TARADEHI | 11 KV SARASBAGLI AG | Khamtara Mal | KOSALYA BAI PUMP | 25 KVA | 426
2303 | Damoh | Damoh South | Taradehi | TARADEHI | 11 KV SARASBAGLI AG | Jhamra | KADORI GOUND PUMP | 25 KVA | 370
2304 | Damoh | Damoh South | Taradehi | TARADEHI | 11 KV SARASBAGLI AG | Saras Bagli Mal | SURENDRA JAIN PUMP | 25 KVA | 366
2305 | Damoh | Damoh South | Taradehi | TARADEHI | 11 KV SARASBAGLI AG | Jhamra | SUDAMA KURMI PUMP | 25 KVA | 365
2306 | Damoh | Damoh South | Taradehi | TARADEHI | 11 KV SARASBAGLI AG | Jhamra | JHAMRA HAAR PUMP | 25 KVA | 361
2307 | Damoh | Damoh South | Taradehi | TARADEHI | 11 KV SARASBAGLI AG | Jhamra | PANCHAM GOUND PUMP | 25 KVA | 355
2308 | Damoh | Damoh South | Taradehi | TARADEHI | 11 KV SARASBAGLI AG | Jhamra | SHRI RAM GOUND PUMP | 25 KVA | 342
2309 | Damoh | Damoh South | Taradehi | TARADEHI | 11 KV SARASBAGLI AG | Jhamra | DELAN GOUND PUMP | 25 KVA | 330
2310 | Damoh | Damoh South | Taradehi | TARADEHI | 11 KV SARASBAGLI AG | Khamtara Mal | RAMKUMAR THAKUR | 63 KVA | 327
2311 | Damoh | Damoh South | Taradehi | TARADEHI | 11 KV SARASBAGLI AG | Jhamra | BHABAN SINH PUMP | 63 KVA | 317
2312 | Damoh | Damoh South | Taradehi | TARADEHI | 11 KV SARASBAGLI AG | Khamtara Mal | LOCHAN YADAV PUMP | 25 KVA | 310
2313 | Damoh | Damoh South | Taradehi | TARADEHI | 11 KV SARASBAGLI AG | Khamtara Mal | NANHE BHAI PUMP | 25 KVA | 307
2314 | Damoh | Damoh South | Taradehi | TARADEHI | 11 KV SARASBAGLI AG | Khamtara Mal | GAJRAJ PUMP | 25 KVA | 303
2315 | Damoh | Damoh South | Taradehi | TARADEHI | 11 KV SARASBAGLI AG | Khamtara Mal | CHETU CHAMAR PUMP | 25 KVA | 293
2316 | Damoh | Damoh South | Taradehi | TARADEHI | 11 KV SARASBAGLI AG | Saras Bagli Mal | NARENDRA JAIN PUMP | 25 KVA | 285
2317 | Damoh | Damoh South | Taradehi | TARADEHI | 11 KV SARASBAGLI AG | Khamtara Mal | KAMLESH PUMP | 25 KVA | 272
2318 | Damoh | Damoh South | Taradehi | TARADEHI | 11 KV SARASBAGLI AG | Khamtara Mal | BOTALBAHHR | 63 KVA | 268
2319 | Damoh | Damoh South | Taradehi | TARADEHI | 11 KV SARASBAGLI AG | Chor Khamariya | DUBHA HAAR CHORKHAMARIYA | 25 KVA | 252
2320 | Damoh | Damoh South | Taradehi | TARADEHI | 11 KV SARASBAGLI AG | Chor Khamariya | RATAN CHAND JAIN PUMP | 25 KVA | 236
2321 | Damoh | Damoh South | Taradehi | TARADEHI | 11 KV SARASBAGLI AG | Khamtara Mal | BABA OUND PUMP | 25 KVA | 233
2322 | Damoh | Damoh South | Taradehi | TARADEHI | 11 KV SARASBAGLI AG | Khamtara Mal | MANGAL GOUND PUMP | 25 KVA | 230
2323 | Damoh | Damoh South | Taradehi | TARADEHI | 11 KV SARASBAGLI AG | Khamtara Mal | SHUKHANAND PUMP | 25 KVA | 222
2324 | Damoh | Damoh South | Taradehi | TARADEHI | 11 KV SARASBAGLI AG | Khamtara Mal | NARENDRA SHEKHAI | 25 KVA | 219
2325 | Damoh | Damoh South | Taradehi | TARADEHI | 11 KV SARASBAGLI AG | Bansi | KISAN RAJAK BASHI | 25 KVA | 200
2326 | Damoh | Damoh South | Taradehi | TARADEHI | 11 KV SARASBAGLI AG | Bansi | SANTOSH GOUND CHIKLEE HAAR BASHI | 25 KVA | 193
2327 | Damoh | Damoh South | Taradehi | TARADEHI | 11 KV SARASBAGLI AG | Bansi | CHIKLI HAAR NEHAR KE PASS | 63 KVA | 189
2328 | Damoh | Damoh South | Taradehi | TARADEHI | 11 KV SARASBAGLI AG | Bansi | JAVAHAR LODHI BASHI PUMP | 25 KVA | 169
2329 | Damoh | Damoh South | Taradehi | TARADEHI | 11 KV SARASBAGLI AG | Bamhori Mal | KAMLA BAI | 25 KVA | 165
2330 | Damoh | Damoh South | Taradehi | TARADEHI | 11 KV SARASBAGLI AG | Khamariya Shivlal | GOVIND LODHI KHAMARIYA | 25 KVA | 151
2331 | Damoh | Damoh South | Taradehi | TARADEHI | 11 KV SARASBAGLI AG | Khamariya Shivlal | RAMESH KHAMARIYA PUMP | 25 KVA | 144
2332 | Damoh | Damoh South | Taradehi | TARADEHI | 11 KV SARASBAGLI AG | Khamariya Shivlal | MADAN MAHARAJ | 25 KVA | 136
2333 | Damoh | Damoh South | Taradehi | TARADEHI | 11 KV SARASBAGLI AG | Khamariya Shivlal | PATEL PUMP KHAMARIYA PUMP MAHEDYA HAAR | 25 KVA | 119
2334 | Damoh | Damoh South | Taradehi | TARADEHI | 11 KV SARASBAGLI AG | Khamariya Shivlal | GULAB SINGH PUP | 25 KVA | 101
2335 | Damoh | Damoh South | Taradehi | TARADEHI | 11 KV SARASBAGLI AG | Khamariya Shivlal | GULAB SINGH PUP | 25 KVA | 100
2336 | Damoh | Damoh South | Taradehi | TARADEHI | 11 KV SARASBAGLI AG | Khamariya Shivlal | HAKAM SINGH PUMP KHAMARIYA | 25 KVA | 95
2337 | Damoh | Damoh South | Taradehi | TARADEHI | 11 KV SARASBAGLI AG | Khamariya Shivlal | MADAN NAVAL SINGH KHAMARIYA PUMP | 25 KVA | 90
2338 | Damoh | Damoh South | Taradehi | TARADEHI | 11 KV SARASBAGLI AG | Khamariya Shivlal | BHAGWAN SINGH LODHI KHAMARIYA PUMP | 25 KVA | 88
2339 | Damoh | Damoh South | Taradehi | TARADEHI | 11 KV SARASBAGLI AG | Bansi | BILTRA HAAR | 25 KVA | 74
2340 | Damoh | Damoh South | Taradehi | TARADEHI | 11 KV SARASBAGLI AG | Khamariya Shivlal | HUNUMAT WALA PUMP | 63 KVA | 68
2341 | Damoh | Damoh South | Taradehi | TARADEHI | 11 KV SARASBAGLI AG | Khamariya Shivlal | GYANY SEN PUMP | 63 KVA | 55
2342 | Damoh | Damoh South | Taradehi | TARADEHI | 11 KV SARASBAGLI AG | Khamariya Shivlal | RAM SINGH LODHI PUMP | 25 KVA | 50
2343 | Damoh | Damoh South | Taradehi | TARADEHI | 11 KV SARASBAGLI AG | Khamariya Shivlal | RATAN SINGH PUMP KHAMARIYA SHIVLAL | 25 KVA | 45
2344 | Damoh | Damoh South | Taradehi | TARADEHI | 11 KV SARASBAGLI AG | Khamariya Shivlal | JAVHAR PUMP SAKLAMAL | 63 KVA | 36
2345 | Damoh | Damoh South | Taradehi | TARADEHI | 11 KV SARASBAGLI AG | Chor Khamariya | MAHRANI KHAMRIYA PUMP | 25 KVA | 17
2346 | Damoh | Damoh South | Taradehi | TARADEHI | 11 KV SARASBAGLI AG | Bamhori Mal | INDRANI SHAHU PUMP | 25 KVA | 723
2347 | Damoh | Damoh South | Taradehi | TARADEHI | 11 KV SARASBAGLI AG | Bamhori Mal | HEMRAJ GHOSHI PUMP | 25 KVA | 731
2348 | Damoh | Damoh South | Taradehi | TARADEHI | 11 KV SARASBAGLI AG | Bamhori Mal | TILAK SINGH LODHI PUMP | 63 KVA | 734
2349 | Damoh | Damoh South | Taradehi | TARADEHI | 11 KV SARASBAGLI AG | Bamhori Mal | LEKHARAM PUMP | 25 KVA | 742
2350 | Damoh | Damoh South | Taradehi | TARADEHI | 11 KV SARASBAGLI AG | Bamhori Mal | RATAN SINGH CHAIN SINGH PUMP | 25 KVA | 745
2351 | Damoh | Damoh South | Taradehi | TARADEHI | 11 KV SARASBAGLI AG | Bamhori Mal | DILLY BAI PUMP | 25 KVA | 753
2352 | Damoh | Damoh South | Taradehi | TARADEHI | 11 KV SARASBAGLI AG | NO VILLAGE FOUND | BAHADUR MASAB BAMHORI PUMP | 25 KVA | 756
2353 | Damoh | Damoh South | Taradehi | TARADEHI | 11 KV SARASBAGLI AG | NO VILLAGE FOUND | VINEET VYA BARPATA PUMP | 25 KVA | 758
2354 | Damoh | Damoh South | Taradehi | TARADEHI | 11 KV SARASBAGLI AG | NO VILLAGE FOUND | KALU HARIJAN PUL KE PASS | 25 KVA | 762
2355 | Damoh | Damoh South | Taradehi | TARADEHI | 11 KV SARASBAGLI AG | NO VILLAGE FOUND | BHAGGI PUMP JHAMRA | 25 KVA | 767
2356 | Damoh | Damoh South | Taradehi | TARADEHI | 11 KV SARASBAGLI AG | NO VILLAGE FOUND | DEVENDRA KHAND WALA MEDO | 25 KVA | 770
2357 | Damoh | Damoh North | Hatta Res | RANEH | 11 KV Bori AG-2 | Simri Devisingh | PRDEEP WALA | 25 KVA | 1122
2358 | Damoh | Damoh North | Hatta Res | RANEH | 11 KV Bori AG-2 | NO VILLAGE FOUND | DTR NOT TAGGED | 25 KVA | 1121
2359 | Damoh | Damoh North | Hatta Res | RANEH | 11 KV Bori AG-2 | Simri Devisingh | RAMRATAN WALA | 100 KVA | 1108
2360 | Damoh | Damoh North | Hatta Res | RANEH | 11 KV Bori AG-2 | Simri Devisingh | RAMBABU WALA | 63 KVA | 1100
2361 | Damoh | Damoh North | Hatta Res | RANEH | 11 KV Bori AG-2 | Simri Devisingh | RAJU MAHEWA WALA | 25 KVA | 1096
2362 | Damoh | Damoh North | Hatta Res | RANEH | 11 KV Bori AG-2 | NO VILLAGE FOUND | DTR NOT TAGGED | 25 KVA | 1089
2363 | Damoh | Damoh North | Hatta Res | RANEH | 11 KV Bori AG-2 | NO VILLAGE FOUND | DTR NOT TAGGED | 25 KVA | 1078
2364 | Damoh | Damoh North | Hatta Res | RANEH | 11 KV Bori AG-2 | Simri Devisingh | RAM RATAN | 25 KVA | 1066
2365 | Damoh | Damoh North | Hatta Res | RANEH | 11 KV Bori AG-2 | Simri Devisingh | DAYAL WALA | 63 KVA | 1060
2366 | Damoh | Damoh North | Hatta Res | RANEH | 11 KV Bori AG-2 | Simri Devisingh | RAM RATAN WALA | 25 KVA | 1043
2367 | Damoh | Damoh North | Hatta Res | RANEH | 11 KV Bori AG-2 | Simri Devisingh | MAHESH DUBEY WALA | 25 KVA | 1039
2368 | Damoh | Damoh North | Hatta Res | RANEH | 11 KV Bori AG-2 | NO VILLAGE FOUND | DTR NOT TAGGED | 25 KVA | 1029
2369 | Damoh | Damoh North | Hatta Res | RANEH | 11 KV Bori AG-2 | NO VILLAGE FOUND | DTR NOT TAGGED | 25 KVA | 1025
2370 | Damoh | Damoh North | Hatta Res | RANEH | 11 KV Bori AG-2 | Simri Devisingh | RAJU WALA | 25 KVA | 1003
2371 | Damoh | Damoh North | Hatta Res | RANEH | 11 KV Bori AG-2 | Bari Hatta | SUSUMA WALA | 63 KVA | 975
2372 | Damoh | Damoh North | Hatta Res | RANEH | 11 KV Bori AG-2 | Bilkhirwa | RUPESH WALA | 25 KVA | 956
2373 | Damoh | Damoh North | Hatta Res | RANEH | 11 KV Bori AG-2 | Bilkhirwa | MASTRAM WALA | 25 KVA | 941
2374 | Damoh | Damoh North | Hatta Res | RANEH | 11 KV Bori AG-2 | Bilkhirwa | KOSHLYARANI WALA | 25 KVA | 932
2375 | Damoh | Damoh North | Hatta Res | RANEH | 11 KV Bori AG-2 | Bari Hatta | DEVENDR SARPANCH WALA | 25 KVA | 911
2376 | Damoh | Damoh North | Hatta Res | RANEH | 11 KV Bori AG-2 | NO VILLAGE FOUND | DTR NOT TAGGED | 25 KVA | 909
2377 | Damoh | Damoh North | Hatta Res | RANEH | 11 KV Bori AG-2 | NO VILLAGE FOUND | DTR NOT TAGGED | 25 KVA | 906
2378 | Damoh | Damoh North | Hatta Res | RANEH | 11 KV Bori AG-2 | NO VILLAGE FOUND | DTR NOT TAGGED | 25 KVA | 903
2379 | Damoh | Damoh North | Hatta Res | RANEH | 11 KV Bori AG-2 | Bari Hatta | KOSHALPUR HAR WALA | 25 KVA | 875
2380 | Damoh | Damoh North | Hatta Res | RANEH | 11 KV Bori AG-2 | Barkhera Chain | PRAVBHU WALA | 25 KVA | 859
2381 | Damoh | Damoh North | Hatta Res | RANEH | 11 KV Bori AG-2 | Barkhera Chain | DUBEY JI WALA | 25 KVA | 855
2382 | Damoh | Damoh North | Hatta Res | RANEH | 11 KV Bori AG-2 | Barkhera Chain | GAYTRI BAI WALA | 25 KVA | 849
2383 | Damoh | Damoh North | Hatta Res | RANEH | 11 KV Bori AG-2 | NO VILLAGE FOUND | DTR NOT TAGGED | 25 KVA | 829
2384 | Damoh | Damoh North | Hatta Res | RANEH | 11 KV Bori AG-2 | Bari Hatta | NAYAKJI WALA | 25 KVA | 828
2385 | Damoh | Damoh North | Hatta Res | RANEH | 11 KV Bori AG-2 | NO VILLAGE FOUND | DTR NOT TAGGED | 25 KVA | 825
2386 | Damoh | Damoh North | Hatta Res | RANEH | 11 KV Bori AG-2 | NO VILLAGE FOUND | DTR NOT TAGGED | 25 KVA | 816
2387 | Damoh | Damoh North | Hatta Res | RANEH | 11 KV Bori AG-2 | Bari Hatta | NARBADA WALA | 63 KVA | 799
2388 | Damoh | Damoh North | Hatta Res | RANEH | 11 KV Bori AG-2 | Barkhera Chain | KAKARA HAR WALA | 25 KVA | 762
2389 | Damoh | Damoh North | Hatta Res | RANEH | 11 KV Bori AG-2 | Bamhori Udesha | DUBEY JI WALA | 100 KVA | 723
2390 | Damoh | Damoh North | Hatta Res | RANEH | 11 KV Bori AG-2 | NO VILLAGE FOUND | DTR NOT TAGGED | 25 KVA | 698
2391 | Damoh | Damoh North | Hatta Res | RANEH | 11 KV Bori AG-2 | Singrampura | RUPESH WALA | 25 KVA | 687
2392 | Damoh | Damoh North | Hatta Res | RANEH | 11 KV Bori AG-2 | Singrampura | PUSHOTTAM | 25 KVA | 684
2393 | Damoh | Damoh North | Hatta Res | RANEH | 11 KV Bori AG-2 | NO VILLAGE FOUND | DTR NOT TAGGED | 25 KVA | 664
2394 | Damoh | Damoh North | Hatta Res | RANEH | 11 KV Bori AG-2 | NO VILLAGE FOUND | DTR NOT TAGGED | 63 KVA | 660
2395 | Damoh | Damoh North | Hatta Res | RANEH | 11 KV Bori AG-2 | Bamhori Udesha | SHANKAR PATEL | 25 KVA | 649
2396 | Damoh | Damoh North | Hatta Res | RANEH | 11 KV Bori AG-2 | NO VILLAGE FOUND | DTR NOT TAGGED | 25 KVA | 603
2397 | Damoh | Damoh North | Hatta Res | RANEH | 11 KV Bori AG-2 | Barkhera Chain | KAKRA HAR | 100 KVA | 591
2398 | Damoh | Damoh North | Hatta Res | RANEH | 11 KV Bori AG-2 | Chaupra Hatta | BILKHERAWA HAR | 100 KVA | 550
2399 | Damoh | Damoh North | Hatta Res | RANEH | 11 KV Bori AG-2 | Rasota | SARPANCH WALA RAM JIWAN | 63 KVA | 535
2400 | Damoh | Damoh North | Hatta Res | RANEH | 11 KV Bori AG-2 | NO VILLAGE FOUND | DTR NOT TAGGED | 25 KVA | 464
2401 | Damoh | Damoh North | Hatta Res | RANEH | 11 KV Bori AG-2 | NO VILLAGE FOUND | DTR NOT TAGGED | 25 KVA | 442
2402 | Damoh | Damoh North | Hatta Res | RANEH | 11 KV Bori AG-2 | Lohar Band | OMPAL SHING WALA | 25 KVA | 380
2403 | Damoh | Damoh North | Hatta Res | RANEH | 11 KV Bori AG-2 | Lohar Band | BHAIJAAN WALA | 25 KVA | 360
2404 | Damoh | Damoh North | Hatta Res | RANEH | 11 KV Bori AG-2 | Lohar Band | SAHUJI WALA | 25 KVA | 350
2405 | Damoh | Damoh North | Hatta Res | RANEH | 11 KV Bori AG-2 | Bila Khurd | DURGESH WALA | 25 KVA | 1140
2406 | Damoh | Damoh North | Hatta Res | RANEH | 11 KV Bori AG-2 | NO VILLAGE FOUND | DTR NOT TAGGED | 25 KVA | 1187
2407 | Damoh | Damoh North | Hatta Res | RANEH | 11 KV Bori DL | Kunwarpur Hatta | LAKHAN PATEL WALA | 25 KVA | 571
2408 | Damoh | Damoh North | Hatta Res | RANEH | 11 KV Bori DL | Bhidari | PULIYA KE PAAS WALA | 25 KVA | 567
2409 | Damoh | Damoh North | Hatta Res | RANEH | 11 KV Bori DL | Bhidari | JHAMAR PULIYA WALA | 25 KVA | 562
2410 | Damoh | Damoh North | Hatta Res | RANEH | 11 KV Bori DL | Bhidari | HATTA RANEH ROAD WALI | 25 KVA | 552
2411 | Damoh | Damoh North | Hatta Res | RANEH | 11 KV Bori DL | Bhidari | RAKESH WALA | 25 KVA | 547
2412 | Damoh | Damoh North | Hatta Res | RANEH | 11 KV Bori DL | Bhidari | KAMLESH SACHIW WALA | 25 KVA | 545
2413 | Damoh | Damoh North | Hatta Res | RANEH | 11 KV Bori DL | Bhidari | BHAIJAAN WALA | 25 KVA | 542
2414 | Damoh | Damoh North | Hatta Res | RANEH | 11 KV Bori DL | Bhidari | CHAKKI WALA | 25 KVA | 539
2415 | Damoh | Damoh North | Hatta Res | RANEH | 11 KV Bori DL | Bhidari | KUARPUR BASTI WALA | 25 KVA | 536
2416 | Damoh | Damoh North | Hatta Res | RANEH | 11 KV Bori DL | Bhidari | CHAMROLA WALI | 25 KVA | 535
2417 | Damoh | Damoh North | Hatta Res | RANEH | 11 KV Bori DL | Bhidari | KESHAV PATEL WALI | 25 KVA | 533
2418 | Damoh | Damoh North | Hatta Res | RANEH | 11 KV Bori DL | Bhidari | RUPPPU WALI | 25 KVA | 532
2419 | Damoh | Damoh North | Hatta Res | RANEH | 11 KV Bori DL | Bhidari | KUMAAR WALA | 25 KVA | 529
2420 | Damoh | Damoh North | Hatta Res | RANEH | 11 KV Bori DL | Tidni Chhoti | VINOD KE GHR KE PEECHE WALA | 25 KVA | 518
2421 | Damoh | Damoh North | Hatta Res | RANEH | 11 KV Bori DL | Tidni Chhoti | KUNDAN PATEL KE KUAA KE PAAS WALA | 25 KVA | 516
2422 | Damoh | Damoh North | Hatta Res | RANEH | 11 KV Bori DL | Jhamar Pande | SURESH PATEL WALA | 25 KVA | 505
2423 | Damoh | Damoh North | Hatta Res | RANEH | 11 KV Bori DL | Jhamar Pande | GANGA RAM MASAB WALA | 25 KVA | 503
2424 | Damoh | Damoh North | Hatta Res | RANEH | 11 KV Bori DL | Kunwarpur Hatta | JEEVAN PATEL WALA | 25 KVA | 487
2425 | Damoh | Damoh North | Hatta Res | RANEH | 11 KV Bori DL | Kunwarpur Hatta | HARISHANKAR WALA | 25 KVA | 486
2426 | Damoh | Damoh North | Hatta Res | RANEH | 11 KV Bori DL | Chaupra Hatta | PREMA WALA | 25 KVA | 478
2427 | Damoh | Damoh North | Hatta Res | RANEH | 11 KV Bori DL | Kunwarpur Hatta | RAKESH WALA | 25 KVA | 475
2428 | Damoh | Damoh North | Hatta Res | RANEH | 11 KV Bori DL | Jhamar Pande | TAWAR WALA | 25 KVA | 468
2429 | Damoh | Damoh North | Hatta Res | RANEH | 11 KV Bori DL | Jhamar Pande | BALRAM ROAD WALA | 25 KVA | 466
2430 | Damoh | Damoh North | Hatta Res | RANEH | 11 KV Bori DL | Jhamar Pande | TAWAAR WALA | 25 KVA | 465
2431 | Damoh | Damoh North | Hatta Res | RANEH | 11 KV Bori DL | Jhamar Pande | BASTI KE PAAS WALA | 25 KVA | 457
2432 | Damoh | Damoh North | Hatta Res | RANEH | 11 KV Bori DL | Kunwarpur Hatta | SAGAWALE WALA | 25 KVA | 447
2433 | Damoh | Damoh North | Hatta Res | RANEH | 11 KV Bori DL | Kunwarpur Hatta | KAMLESH SACHIW WALA | 25 KVA | 442
2434 | Damoh | Damoh North | Hatta Res | RANEH | 11 KV Bori DL | Kunwarpur Hatta | CHAKKI WALA | 25 KVA | 437
2435 | Damoh | Damoh North | Hatta Res | RANEH | 11 KV Bori DL | Kunwarpur Hatta | RAKESH PATEL WALA | 25 KVA | 426
2436 | Damoh | Damoh North | Hatta Res | RANEH | 11 KV Bori DL | Lohar Band | BASRI WALA | 25 KVA | 414
2437 | Damoh | Damoh North | Hatta Res | RANEH | 11 KV Bori DL | Barkhera Chain | BARKHERA CHEN DEVENDR PATWARI WALA | 25 KVA | 385
2438 | Damoh | Damoh North | Hatta Res | RANEH | 11 KV Bori DL | Bila Khurd | AHIRWAR MOHLLA WALA | 25 KVA | 382
2439 | Damoh | Damoh North | Hatta Res | RANEH | 11 KV Bori DL | Simri Devisingh | RAM BABU WALA | 25 KVA | 375
2440 | Damoh | Damoh North | Hatta Res | RANEH | 11 KV Bori DL | Simri Devisingh | MENROAD WALA | 25 KVA | 368
2441 | Damoh | Damoh North | Hatta Res | RANEH | 11 KV Bori DL | Simri Devisingh | SCHOOL KE PAAS WALA | 25 KVA | 364
2442 | Damoh | Damoh North | Hatta Res | RANEH | 11 KV Bori DL | Singrampura | PATEL WALA | 25 KVA | 314
2443 | Damoh | Damoh North | Hatta Res | RANEH | 11 KV Bori DL | Bari Hatta | SARPANCH WALA | 25 KVA | 300
2444 | Damoh | Damoh North | Hatta Res | RANEH | 11 KV Bori DL | Bari Hatta | TAAGAR WALA | 25 KVA | 287
2445 | Damoh | Damoh North | Hatta Res | RANEH | 11 KV Bori DL | Bari Hatta | MANDIR WALA | 25 KVA | 270
2446 | Damoh | Damoh North | Hatta Res | RANEH | 11 KV Bori DL | Bari Hatta | BASTI WALA | 25 KVA | 264
2447 | Damoh | Damoh North | Hatta Res | RANEH | 11 KV Bori DL | Bari Hatta | SCHOOL KE PAAS WALA | 25 KVA | 263
2448 | Damoh | Damoh North | Hatta Res | RANEH | 11 KV Bori DL | Bari Hatta | PULIYA WALA | 25 KVA | 242
2449 | Damoh | Damoh North | Hatta Res | RANEH | 11 KV Bori DL | Bilkhirwa | MANDIR KE PEECHE WALA | 25 KVA | 231
2450 | Damoh | Damoh North | Hatta Res | RANEH | 11 KV Bori DL | Bilkhirwa | AHIRWAR NAL KE PAAS WALA | 25 KVA | 229
2451 | Damoh | Damoh North | Hatta Res | RANEH | 11 KV Bori DL | Bilkhirwa | BASTI WALA | 25 KVA | 226
2452 | Damoh | Damoh North | Hatta Res | RANEH | 11 KV Bori DL | Bilkhirwa | RAJKUMAR WALA | 25 KVA | 218
2453 | Damoh | Damoh North | Hatta Res | RANEH | 11 KV Bori DL | Bilkhirwa | SHANKAR BADDE KE GHR KE PAAS WALA | 25 KVA | 217
2454 | Damoh | Damoh North | Hatta Res | RANEH | 11 KV Bori DL | Barkhera Chain | DEVENDR WALI | 25 KVA | 192
2455 | Damoh | Damoh North | Hatta Res | RANEH | 11 KV Bori DL | Bamhori Udesha | AHIRWAR MOHLLA WALA | 25 KVA | 187
2456 | Damoh | Damoh North | Hatta Res | RANEH | 11 KV Bori DL | Bamhori Udesha | HANUMAN JI MANDIR KE PAAS WALA | 25 KVA | 186
2457 | Damoh | Damoh North | Hatta Res | RANEH | 11 KV Bori DL | Bamhori Udesha | MANROAD WALA | 25 KVA | 183
2458 | Damoh | Damoh North | Hatta Res | RANEH | 11 KV Bori DL | Bamhori Udesha | ASHOK WALA | 25 KVA | 179
2459 | Damoh | Damoh North | Hatta Res | RANEH | 11 KV Bori DL | Bamhori Udesha | MAHANTJI BAMHORI WALA | 25 KVA | 167
2460 | Damoh | Damoh North | Hatta Res | RANEH | 11 KV Bori DL | Rasota | AHIRWAR MOHLLA WALA | 25 KVA | 163
2461 | Damoh | Damoh North | Hatta Res | RANEH | 11 KV Bori DL | Rasota | ASHOK BAMHORI WALA | 25 KVA | 159
2462 | Damoh | Damoh North | Hatta Res | RANEH | 11 KV Bori DL | Rasota | THAKUR DAS WALA | 25 KVA | 158
2463 | Damoh | Damoh North | Hatta Res | RANEH | 11 KV Bori DL | Rasota | MANROAD PULIYA KE PAAS ME BAMHORI WALA | 25 KVA | 154
2464 | Damoh | Damoh North | Hatta Res | RANEH | 11 KV Bori DL | Bamhori Udesha | CHOPRA WALA | 25 KVA | 135
2465 | Damoh | Damoh North | Hatta Res | RANEH | 11 KV Bori DL | Chaupra Hatta | MANDIR BARKHERA CHEN WALA | 25 KVA | 109
2466 | Damoh | Damoh North | Hatta Res | RANEH | 11 KV Bori DL | Chaupra Hatta | TAWAR BARKHERA CHEN WALA | 25 KVA | 106
2467 | Damoh | Damoh North | Hatta Res | RANEH | 11 KV Bori DL | Chaupra Hatta | HARIJAN BARKHERA CHEN WALA | 25 KVA | 102
2468 | Damoh | Damoh North | Hatta Res | RANEH | 11 KV Bori DL | Chaupra Hatta | MASTRAM WALA | 25 KVA | 93
2469 | Damoh | Damoh North | Hatta Res | RANEH | 11 KV Bori DL | Chaupra Hatta | AADIWASI MOHLLA WALA | 25 KVA | 89
2470 | Damoh | Damoh North | Hatta Res | RANEH | 11 KV Bori DL | Barkhera Chain | BARKHERA BASTI WALA | 25 KVA | 81
2471 | Damoh | Damoh North | Hatta Res | RANEH | 11 KV Bori DL | Barkhera Chain | SCHOOL KE PAAS BOLTASH WALA | 25 KVA | 78
2472 | Damoh | Damoh North | Hatta Res | RANEH | 11 KV Bori DL | Chaupra Hatta | NABBBU KE PAAS BARKHERA CHEN WALA | 25 KVA | 73
2473 | Damoh | Damoh North | Hatta Res | RANEH | 11 KV Bori DL | Chaupra Hatta | KAKRA MANDIR KE PASS WALA | 25 KVA | 70
2474 | Damoh | Damoh North | Hatta Res | RANEH | 11 KV Bori DL | Chaupra Hatta | BILKHARWA PULIYA WALA | 25 KVA | 60
2475 | Damoh | Damoh North | Hatta Res | RANEH | 11 KV Bori DL | Lohar Band | LUHAR BAND MANDIR KE PAAS WALA | 25 KVA | 45
2476 | Damoh | Damoh North | Hatta Res | RANEH | 11 KV Bori DL | Jhamar Pande | BASTI WALA | 25 KVA | 589
2477 | Damoh | Damoh North | Hatta Res | RANEH | 11 KV Bori DL | Kuluwakalan | KALONI WALA | 25 KVA | 608
2478 | Damoh | Damoh North | Hatta Res | RANEH | 11 KV Bori DL | Kuluwakalan | GANGARAM PATEL WALA | 25 KVA | 619
2479 | Damoh | Damoh North | Hatta Res | RANEH | 11 KV Bori DL | Kuluwakalan | SURESH PATEL WALA | 25 KVA | 626
2480 | Damoh | Damoh North | Hatta Res | RANEH | 11 KV Bori DL | Jhamar Pande | SCHOOL WALA | 63 KVA | 635
2481 | Damoh | Damoh North | Hatta Res | RANEH | 11 KV Bori DL | Jhamar Pande | MATA WALI | 25 KVA | 645
2482 | Damoh | Damoh North | Hatta Res | RANEH | 11 KV Bori DL | Jhamar Pande | PANCHAYAT KE BAJU ME WALA | 25 KVA | 653
2483 | Damoh | Damoh North | Hatta Res | RANEH | 11 KV Bori DL | Jhamar Pande | MATA MAANDIR KE PAAS WALA | 25 KVA | 660
2484 | Damoh | Damoh North | Hatta Res | RANEH | 11 KV Bori DL | Kuluwakalan | KALONI WALA | 25 KVA | 671
2485 | Damoh | Damoh North | Pathariya Res | KINDRAHO | 11 KV Mara DL | Alapur | HANUMAN MANDIR WALA | 100 KVA | 56
2486 | Damoh | Damoh North | Pathariya Res | KINDRAHO | 11 KV Mara DL | Alapur | MUNNA PARSHAD WALA | 25 KVA | 60
2487 | Damoh | Damoh North | Pathariya Res | KINDRAHO | 11 KV Mara DL | Pipariya Luhar | KHERO WALA | 25 KVA | 72
2488 | Damoh | Damoh North | Pathariya Res | KINDRAHO | 11 KV Mara DL | Mohanpur | BIPATPURA WALA | 25 KVA | 144
2489 | Damoh | Damoh North | Pathariya Res | KINDRAHO | 11 KV Mara DL | Mohanpur | TAPARIYA WALA | 25 KVA | 172
2490 | Damoh | Damoh North | Pathariya Res | KINDRAHO | 11 KV Mara DL | Itwa Bujurg | KOSHAL WALA | 25 KVA | 175
2491 | Damoh | Damoh North | Pathariya Res | KINDRAHO | 11 KV Mara DL | Itwa Bujurg | GOURI WALA | 63 KVA | 178
2492 | Damoh | Damoh North | Pathariya Res | KINDRAHO | 11 KV Mara DL | Mara | PETROL PUMP WALA | 25 KVA | 186
2493 | Damoh | Damoh North | Pathariya Res | KINDRAHO | 11 KV Mara DL | Mara | CHHAPRI SADAK WALA | 63 KVA | 210
2494 | Damoh | Damoh North | Pathariya Res | KINDRAHO | 11 KV Mara DL | Chhapri Sadak | CHHAPRI BASORI WALA | 25 KVA | 221
2495 | Damoh | Damoh North | Pathariya Res | KINDRAHO | 11 KV Mara DL | Chhapri Sadak | SADGUWAN SCHOOL | 25 KVA | 233
2496 | Damoh | Damoh North | Pathariya Res | KINDRAHO | 11 KV Mara DL | Mara | W/W WALA | 25 KVA | 235
2497 | Damoh | Damoh North | Pathariya Res | KINDRAHO | 11 KV Mara DL | Mara | CHHAPRI LALLI WALA | 25 KVA | 239
2498 | Damoh | Damoh North | Pathariya Res | KINDRAHO | 11 KV Mara DL | Chhapri Sadak | CHHAPRI PUNAU WALA | 25 KVA | 249
2499 | Damoh | Damoh North | Pathariya Res | KINDRAHO | 11 KV Mara DL | Chhapri Sadak | BIHARI BABA WALA | 25 KVA | 258
2500 | Damoh | Damoh North | Pathariya Res | KINDRAHO | 11 KV Mara DL | Chhapri Sadak | DHABA WALA | 25 KVA | 267
2501 | Damoh | Damoh North | Pathariya Res | KINDRAHO | 11 KV Mara DL | Chhapri Sadak | SEMRA BUJURG BASTI WALA1 | 200 KVA | 284
2502 | Damoh | Damoh North | Pathariya Res | KINDRAHO | 11 KV Mara DL | Chhapri Sadak | SEMRA BUJURG BASTI WALA2 | 63 KVA | 291
2503 | Damoh | Damoh North | Pathariya Res | KINDRAHO | 11 KV Mara DL | Chhapri Sadak | SEMRA BUJURG GANESH WALA | 25 KVA | 294
2504 | Damoh | Damoh North | Pathariya Res | KINDRAHO | 11 KV Mara DL | Chhapri Sadak | SEMRA BUJURG REWA WALA | 25 KVA | 307
2505 | Damoh | Damoh North | Pathariya Res | KINDRAHO | 11 KV Mara DL | Chhapri Sadak | SEMRA BUJURG KHARAGRAM WALA | 25 KVA | 312
2506 | Damoh | Damoh North | Pathariya Res | KINDRAHO | 11 KV Mara DL | Bamhori Choutha | CHOUTHA BAMORI BASTI WALA | 63 KVA | 328
2507 | Damoh | Damoh South | Tejgarh | HINOTI | KEVLARI AG | NO VILLAGE FOUND | DTR NOT TAGGED | 100 KVA | 517
2508 | Damoh | Damoh South | Tejgarh | HINOTI | KEVLARI AG | NO VILLAGE FOUND | DTR NOT TAGGED | 25 KVA | 507
2509 | Damoh | Damoh South | Tejgarh | HINOTI | KEVLARI AG | NO VILLAGE FOUND | DTR NOT TAGGED | 25 KVA | 500
2510 | Damoh | Damoh South | Tejgarh | HINOTI | KEVLARI AG | NO VILLAGE FOUND | DTR NOT TAGGED | 25 KVA | 490
2511 | Damoh | Damoh South | Tejgarh | HINOTI | KEVLARI AG | NO VILLAGE FOUND | DTR NOT TAGGED | 25 KVA | 488
2512 | Damoh | Damoh South | Tejgarh | HINOTI | KEVLARI AG | NO VILLAGE FOUND | DTR NOT TAGGED | 25 KVA | 486
2513 | Damoh | Damoh South | Tejgarh | HINOTI | KEVLARI AG | NO VILLAGE FOUND | DTR NOT TAGGED | 25 KVA | 478
2514 | Damoh | Damoh South | Tejgarh | HINOTI | KEVLARI AG | Putrighat Ryt | SEELA SINGH KE KHET PAR MAJGUA CHAKRA | 25 KVA | 258
2515 | Damoh | Damoh South | Tejgarh | HINOTI | KEVLARI AG | Putrighat Ryt | KHEMCHAND KE HAR ME MAJGUA | 25 KVA | 246
2516 | Damoh | Damoh South | Tejgarh | HINOTI | KEVLARI AG | Putrighat Ryt | MAJGUA MAL BASTI KE PASS | 63 KVA | 240
2517 | Damoh | Damoh South | Tejgarh | HINOTI | KEVLARI AG | Sagoriya | GAHARA HAR WALA HINOTI | 25 KVA | 232
2518 | Damoh | Damoh South | Tejgarh | HINOTI | KEVLARI AG | Sagoriya | SAGORIYA WALE KE HAAR ME PUTRIGHAAT | 25 KVA | 224
2519 | Damoh | Damoh South | Tejgarh | HINOTI | KEVLARI AG | Deori Jamadar | KEVLARI WALA | 25 KVA | 221
2520 | Damoh | Damoh South | Tejgarh | HINOTI | KEVLARI AG | Deori Jamadar | GAINDA BAI KE KHET PAR NADI KE PASS | 25 KVA | 219
2521 | Damoh | Damoh South | Tejgarh | HINOTI | KEVLARI AG | Deori Jamadar | PROMOD KE HAAR ME BATKA HAAR | 25 KVA | 213
2522 | Damoh | Damoh South | Tejgarh | HINOTI | KEVLARI AG | Deori Jamadar | JAHAR KE KHET PAR NADI KE PAAS | 25 KVA | 204
2523 | Damoh | Damoh South | Tejgarh | HINOTI | KEVLARI AG | Deori Jamadar | TABOO KE KHET KE PASS BATKA HAAR HINOTI | 25 KVA | 197
2524 | Damoh | Damoh South | Tejgarh | HINOTI | KEVLARI AG | Mahua Kheda | DHARMESH KE KHET PAR NADI KE PAS BATKA HAAR | 25 KVA | 186
2525 | Damoh | Damoh South | Tejgarh | HINOTI | KEVLARI AG | Mahua Kheda | BABLOO KE GHAR KE PASS KANDAI | 25 KVA | 181
2526 | Damoh | Damoh South | Tejgarh | HINOTI | KEVLARI AG | Mahua Kheda | SCHOOL KE PAS KANDI | 25 KVA | 178
2527 | Damoh | Damoh South | Tejgarh | HINOTI | KEVLARI AG | Mahua Kheda | PATEL KE KHET PAR KANDI | 25 KVA | 172
2528 | Damoh | Damoh South | Tejgarh | HINOTI | KEVLARI AG | Mahua Kheda | SAGORIYA BASTI NADI KE PASS | 100 KVA | 158
2529 | Damoh | Damoh South | Tejgarh | HINOTI | KEVLARI AG | Mahua Kheda | HUKAM SINGH KE HAR ME | 63 KVA | 150
2530 | Damoh | Damoh South | Tejgarh | HINOTI | KEVLARI AG | Mahua Kheda | SAGORIYA GHAAT BATKA HAAR | 100 KVA | 141
2531 | Damoh | Damoh South | Tejgarh | HINOTI | KEVLARI AG | Sagoriya | MHARJ KE KHET ME BATKA HAAR | 25 KVA | 133
2532 | Damoh | Damoh South | Tejgarh | HINOTI | KEVLARI AG | Sagoriya | GUNDAL KE KHET PAT BATKA HAR | 25 KVA | 130
2533 | Damoh | Damoh South | Tejgarh | HINOTI | KEVLARI AG | Sagoriya | PAPU THEKEDAR KE KHET PAR BATKA HAAR | 25 KVA | 127
2534 | Damoh | Damoh South | Tejgarh | HINOTI | KEVLARI AG | Putrighat Ryt | KULUA WALE GHAR KE PASS KEVLARI | 25 KVA | 114
2535 | Damoh | Damoh South | Tejgarh | HINOTI | KEVLARI AG | Putrighat Ryt | KEVLARI HAR ME | 63 KVA | 108
2536 | Damoh | Damoh South | Tejgarh | HINOTI | KEVLARI AG | Deori Jamadar | HINOTI SARPACH KE KHET KE PASS | 25 KVA | 100
2537 | Damoh | Damoh South | Tejgarh | HINOTI | KEVLARI AG | Sagoriya | NARENDRA KE KHET KE PASS BATKA HAAR | 25 KVA | 91
2538 | Damoh | Damoh South | Tejgarh | HINOTI | KEVLARI AG | Sagoriya | PATAN WALE KE HAR ME RAJAGHAAT | 25 KVA | 85
2539 | Damoh | Damoh South | Tejgarh | HINOTI | KEVLARI AG | Sagoriya | KASIRAM MAJGUA CHAKRA | 25 KVA | 80
2540 | Damoh | Damoh South | Tejgarh | HINOTI | KEVLARI AG | Sagoriya | SHIV SINGH PUTRIGHAAT | 25 KVA | 72
2541 | Damoh | Damoh South | Tejgarh | HINOTI | KEVLARI AG | Sagoriya | LOTAN SINGH PUTRIGHAAT | 25 KVA | 65
2542 | Damoh | Damoh South | Tejgarh | HINOTI | KEVLARI AG | Sagoriya | VISHWANATH SINGH GHARA HAAR HINOTI | 25 KVA | 51
2543 | Damoh | Damoh South | Tejgarh | HINOTI | KEVLARI AG | Sagoriya | AAJOO SINGH GHARA HAAR WALA HINOTI | 25 KVA | 48
2544 | Damoh | Damoh South | Tejgarh | HINOTI | KEVLARI AG | Sagoriya | TEK SINGH KE KHET GHARA HAAR HINOTI | 25 KVA | 44
2545 | Damoh | Damoh South | Tejgarh | HINOTI | KEVLARI AG | Sagoriya | SANTOSH SINGH GAHARA HAAR WALA HINOTI | 25 KVA | 39
2546 | Damoh | Damoh South | Tejgarh | HINOTI | KEVLARI AG | Sagoriya | GAGARAM GAHARA HAAR HINOTI | 25 KVA | 35
2547 | Damoh | Damoh South | Tejgarh | HINOTI | KEVLARI AG | Harduwa Hathighat | MADAN SINGH GHARHA HAAR WALA HINOTI | 25 KVA | 24
2548 | Damoh | Damoh South | Tejgarh | HINOTI | KEVLARI AG | Harduwa Hathighat | NAVAL SINGH GHAHARA HAAR HINOTI | 25 KVA | 22
2549 | Damoh | Damoh South | Tejgarh | HINOTI | KEVLARI AG | Harduwa Hathighat | BHAGWAT SINGH NALA WALA HINOTI | 25 KVA | 17
2550 | Damoh | Damoh South | Tejgarh | HINOTI | KEVLARI AG | Harduwa Hathighat | GOVIND BHAWANI PATEL HAAR WALA HINOTI | 25 KVA | 12
2551 | Damoh | Damoh South | Tejgarh | HINOTI | KEVLARI AG | NO VILLAGE FOUND | DTR NOT TAGGED | 63 KVA | 529
2552 | Damoh | Damoh South | Tejgarh | HINOTI | KEVLARI AG | NO VILLAGE FOUND | DTR NOT TAGGED | 25 KVA | 537
2553 | Damoh | Damoh South | Tejgarh | HINOTI | KEVLARI AG | NO VILLAGE FOUND | DTR NOT TAGGED | 25 KVA | 540
2554 | Damoh | Damoh South | Tejgarh | HINOTI | KEVLARI AG | NO VILLAGE FOUND | DTR NOT TAGGED | 25 KVA | 543
2555 | Damoh | Damoh South | Tejgarh | HINOTI | KEVLARI AG | NO VILLAGE FOUND | DTR NOT TAGGED | 25 KVA | 548
2556 | Damoh | Damoh South | Tejgarh | HINOTI | KEVLARI AG | NO VILLAGE FOUND | DTR NOT TAGGED | 25 KVA | 552
2557 | Damoh | Damoh South | Tejgarh | HINOTI | KEVLARI AG | NO VILLAGE FOUND | DTR NOT TAGGED | 25 KVA | 555
2558 | Damoh | Damoh South | Tejgarh | HINOTI | KEVLARI AG | NO VILLAGE FOUND | DTR NOT TAGGED | 25 KVA | 568
2559 | Damoh | Damoh South | Tejgarh | HINOTI | KEVLARI AG | NO VILLAGE FOUND | DTR NOT TAGGED | 25 KVA | 575
2560 | Damoh | Damoh South | Tejgarh | HINOTI | KEVLARI AG | NO VILLAGE FOUND | DTR NOT TAGGED | 25 KVA | 584
2561 | Damoh | Damoh South | Tejgarh | HINOTI | KEVLARI AG | NO VILLAGE FOUND | DTR NOT TAGGED | 25 KVA | 589
2562 | Damoh | Damoh South | Tejgarh | HINOTI | KEVLARI AG | NO VILLAGE FOUND | DTR NOT TAGGED | 25 KVA | 595
2563 | Damoh | Damoh South | Tejgarh | HINOTI | KEVLARI AG | NO VILLAGE FOUND | DTR NOT TAGGED | 25 KVA | 605
2564 | Damoh | Damoh South | Tejgarh | HINOTI | KEVLARI AG | NO VILLAGE FOUND | DTR NOT TAGGED | 25 KVA | 613
2565 | Damoh | Damoh South | Tejgarh | HINOTI | KEVLARI AG | NO VILLAGE FOUND | DTR NOT TAGGED | 25 KVA | 619
2566 | Damoh | Damoh South | Tejgarh | HINOTI | KEVLARI AG | NO VILLAGE FOUND | DTR NOT TAGGED | 25 KVA | 632
2567 | Damoh | Damoh South | Tejgarh | HINOTI | KEVLARI AG | NO VILLAGE FOUND | DTR NOT TAGGED | 25 KVA | 635
2568 | Damoh | Damoh South | Tejgarh | HINOTI | KEVLARI AG | NO VILLAGE FOUND | DTR NOT TAGGED | 25 KVA | 644
2569 | Damoh | Damoh South | Tejgarh | HINOTI | KEVLARI AG | NO VILLAGE FOUND | DTR NOT TAGGED | 25 KVA | 647
2570 | Damoh | Damoh South | Tejgarh | HINOTI | KEVLARI AG | NO VILLAGE FOUND | DTR NOT TAGGED | 25 KVA | 654
2571 | Damoh | Damoh South | Tejgarh | HINOTI | KEVLARI AG | NO VILLAGE FOUND | DTR NOT TAGGED | 25 KVA | 658
2572 | Damoh | Damoh South | Tejgarh | HINOTI | KEVLARI AG | NO VILLAGE FOUND | DTR NOT TAGGED | 25 KVA | 670
2573 | Damoh | Damoh South | Tejgarh | HINOTI | KEVLARI AG | NO VILLAGE FOUND | DTR NOT TAGGED | 25 KVA | 672
2574 | Damoh | Damoh South | Tejgarh | HINOTI | KEVLARI AG | NO VILLAGE FOUND | DTR NOT TAGGED | 25 KVA | 677
2575 | Damoh | Damoh South | Tejgarh | HINOTI | KEVLARI AG | NO VILLAGE FOUND | DTR NOT TAGGED | 25 KVA | 679
2576 | Damoh | Damoh South | Tejgarh | HINOTI | KEVLARI AG | NO VILLAGE FOUND | DTR NOT TAGGED | 25 KVA | 686
2577 | Damoh | Damoh South | Tejgarh | HINOTI | KEVLARI AG | NO VILLAGE FOUND | DTR NOT TAGGED | 63 KVA | 692
2578 | Damoh | Damoh South | Tejgarh | HINOTI | KEVLARI AG | NO VILLAGE FOUND | DTR NOT TAGGED | 25 KVA | 702
2579 | Damoh | Damoh South | Tejgarh | HINOTI | KEVLARI AG | NO VILLAGE FOUND | DTR NOT TAGGED | 25 KVA | 709
2580 | Damoh | Damoh South | Tejgarh | HINOTI | KEVLARI AG | NO VILLAGE FOUND | DTR NOT TAGGED | 25 KVA | 718
2581 | Damoh | Damoh South | Tejgarh | HINOTI | KEVLARI AG | NO VILLAGE FOUND | DTR NOT TAGGED | 25 KVA | 724
2582 | Damoh | Damoh South | Tejgarh | HINOTI | KEVLARI AG | NO VILLAGE FOUND | DTR NOT TAGGED | 25 KVA | 727
2583 | Damoh | Damoh South | Tejgarh | HINOTI | KEVLARI AG | NO VILLAGE FOUND | DTR NOT TAGGED | 100 KVA | 732
2584 | Damoh | Damoh South | Jabera | JABERA | BANSHIPUR DL | Tanvari | TANWARI PANCHAM WALA | 100 KVA | 159
2585 | Damoh | Damoh South | Jabera | JABERA | BANSHIPUR DL | Tanvari | TANWARI COLONY WALA | 25 KVA | 151
2586 | Damoh | Damoh South | Jabera | JABERA | BANSHIPUR DL | Tanvari | TANWARI SCHOOL WALA | 25 KVA | 147
2587 | Damoh | Damoh South | Jabera | JABERA | BANSHIPUR DL | Tanvari | TANWARI GANESH PATEL | 25 KVA | 133
2588 | Damoh | Damoh South | Jabera | JABERA | BANSHIPUR DL | Padariya Thoban | PADARIYA THOWAN GANESH WALA | 63 KVA | 117
2589 | Damoh | Damoh South | Jabera | JABERA | BANSHIPUR DL | Padariya Thoban | PADARIYA THOWAN PRITAM WALA | 25 KVA | 99
2590 | Damoh | Damoh South | Jabera | JABERA | BANSHIPUR DL | Padariya Thoban | PADARIYA THOWAN RATAN WALA | 25 KVA | 90
2591 | Damoh | Damoh South | Jabera | JABERA | BANSHIPUR DL | Tanvari | TANWARI BASTI WALA | 63 KVA | 185
2592 | Damoh | Damoh South | Jabera | JABERA | BANSHIPUR DL | Banshipur | BANSHIPUR BAHADUR WALA | 100 KVA | 218
2593 | Damoh | Damoh South | Jabera | JABERA | BANSHIPUR DL | Banshipur | BANSHIPUR GRAM PANCHAYAT WALA | 100 KVA | 222
2594 | Damoh | Damoh South | Jabera | JABERA | BANSHIPUR DL | Banshipur | BANSHIPUR WATER WORKS WALA | 25 KVA | 229
2595 | Damoh | Damoh South | Jabera | JABERA | BANSHIPUR DL | Banshipur | BANSHIPUR BODAN SINGH WALA | 25 KVA | 235
2596 | Damoh | Damoh South | Damoh Town | DAMYANTIPURAM | 11 KV DAMYANTI PURAM | NO VILLAGE FOUND | DTR NOT TAGGED | 200 KVA | 12
2597 | Damoh | Damoh South | Damoh Town | DAMYANTIPURAM | 11 KV DAMYANTI PURAM | NO VILLAGE FOUND | DTR NOT TAGGED | 200 KVA | 13
2598 | Damoh | Damoh South | Damoh Town | DAMYANTIPURAM | 11 KV DAMYANTI PURAM | NO VILLAGE FOUND | DTR NOT TAGGED | 200 KVA | 15
2599 | Damoh | Damoh South | Damoh Town | DAMYANTIPURAM | 11 KV DAMYANTI PURAM | NO VILLAGE FOUND | DTR NOT TAGGED | 200 KVA | 16
2600 | Damoh | Damoh South | Damoh Town | DAMYANTIPURAM | 11 KV DAMYANTI PURAM | NO VILLAGE FOUND | DTR NOT TAGGED | 200 KVA | 22
2601 | Damoh | Damoh South | Damoh Town | DAMYANTIPURAM | 11 KV DAMYANTI PURAM | NO VILLAGE FOUND | DTR NOT TAGGED | 200 KVA | 23
2602 | Damoh | Damoh South | Damoh Town | DAMYANTIPURAM | 11 KV DAMYANTI PURAM | NO VILLAGE FOUND | DTR NOT TAGGED | 200 KVA | 27
2603 | Damoh | Damoh South | Damoh Town | DAMYANTIPURAM | 11 KV DAMYANTI PURAM-I | NO VILLAGE FOUND | DTR NOT TAGGED | 200 KVA | 13
2604 | Damoh | Damoh South | Damoh Town | DAMYANTIPURAM | 11 KV DAMYANTI PURAM-I | NO VILLAGE FOUND | DTR NOT TAGGED | 200 KVA | 12
2605 | Damoh | Damoh South | Damoh Town | DAMYANTIPURAM | 11 KV DAMYANTI PURAM-I | NO VILLAGE FOUND | DTR NOT TAGGED | 200 KVA | 9
2606 | Damoh | Damoh South | Damoh Town | DAMYANTIPURAM | 11 KV DAMYANTI PURAM-I | NO VILLAGE FOUND | DTR NOT TAGGED | 200 KVA | 5
2607 | Damoh | Damoh South | Damoh Town | DAMYANTIPURAM | 11 KV DAMYANTI PURAM-I | NO VILLAGE FOUND | DTR NOT TAGGED | 200 KVA | 2
2608 | Damoh | Damoh South | Damoh Town | DAMYANTIPURAM | 11 KV DAMYANTI PURAM-II | NO VILLAGE FOUND | DTR NOT TAGGED | 200 KVA | 111
2609 | Damoh | Damoh South | Damoh Town | DAMYANTIPURAM | 11 KV DAMYANTI PURAM-II | NO VILLAGE FOUND | DTR NOT TAGGED | 200 KVA | 110
2610 | Damoh | Damoh South | Damoh Town | DAMYANTIPURAM | 11 KV DAMYANTI PURAM-II | NO VILLAGE FOUND | DTR NOT TAGGED | 200 KVA | 104
2611 | Damoh | Damoh South | Damoh Town | DAMYANTIPURAM | 11 KV DAMYANTI PURAM-II | NO VILLAGE FOUND | DTR NOT TAGGED | 200 KVA | 103
2612 | Damoh | Damoh South | Damoh Town | DAMYANTIPURAM | 11 KV DAMYANTI PURAM-II | NO VILLAGE FOUND | DTR NOT TAGGED | 200 KVA | 117
2613 | Damoh | Damoh South | Damoh Res | JABALPUR NAKA | 11 KV JABALPUR NAKA | NO VILLAGE FOUND | KRISHNA PALACE VALA | 200 KVA | 79
2614 | Damoh | Damoh South | Damoh Res | JABALPUR NAKA | 11 KV JABALPUR NAKA | NO VILLAGE FOUND | 200KVA KRISHNA GARDEN | 200 KVA | 79
2615 | Damoh | Damoh South | Damoh Res | JABALPUR NAKA | 11 KV JABALPUR NAKA | NO VILLAGE FOUND | RADHIKA PALACE VALA | 200 KVA | 78
2616 | Damoh | Damoh South | Damoh Res | JABALPUR NAKA | 11 KV JABALPUR NAKA | NO VILLAGE FOUND | 200KVA RADHIKA PALACE | 200 KVA | 78
2617 | Damoh | Damoh South | Damoh Res | JABALPUR NAKA | 11 KV JABALPUR NAKA | NO VILLAGE FOUND | GUJRATI VALA | 200 KVA | 76
2618 | Damoh | Damoh South | Damoh Res | JABALPUR NAKA | 11 KV JABALPUR NAKA | NO VILLAGE FOUND | BETHLEHEM CAMPUS VALA | 315 KVA | 77
2619 | Damoh | Damoh South | Damoh Res | JABALPUR NAKA | 11 KV JABALPUR NAKA | NO VILLAGE FOUND | 315KVA BIBLE COLLAGE | 315 KVA | 77
2620 | Damoh | Damoh South | Damoh Res | JABALPUR NAKA | 11 KV JABALPUR NAKA | NO VILLAGE FOUND | 200 SHAKTI NAGAR | 200 KVA | 75
2621 | Damoh | Damoh South | Damoh Res | JABALPUR NAKA | 11 KV JABALPUR NAKA | NO VILLAGE FOUND | 200KVA NEW SHAKTI NAGAR | 200 KVA | 75
2622 | Damoh | Damoh South | Damoh Res | JABALPUR NAKA | 11 KV JABALPUR NAKA | NO VILLAGE FOUND | SHAKTI NAGAR | 100 KVA | 74
2623 | Damoh | Damoh South | Damoh Res | JABALPUR NAKA | 11 KV JABALPUR NAKA | NO VILLAGE FOUND | 100KVA DUBEY BABUJI SHAKTI NAGAR | 100 KVA | 74
2624 | Damoh | Damoh South | Damoh Res | JABALPUR NAKA | 11 KV JABALPUR NAKA | NO VILLAGE FOUND | DTR NOT TAGGED | 200 KVA | 73
2625 | Damoh | Damoh South | Damoh Res | JABALPUR NAKA | 11 KV JABALPUR NAKA | NO VILLAGE FOUND | TELIFONE COLONY | 100 KVA | 72
2626 | Damoh | Damoh South | Damoh Res | JABALPUR NAKA | 11 KV JABALPUR NAKA | NO VILLAGE FOUND | 100KVA TELEPHONE COLONY | 100 KVA | 72
2627 | Damoh | Damoh South | Damoh Res | JABALPUR NAKA | 11 KV JABALPUR NAKA | NO VILLAGE FOUND | DTR NOT TAGGED | 200 KVA | 67
2628 | Damoh | Damoh South | Damoh Res | JABALPUR NAKA | 11 KV JABALPUR NAKA | NO VILLAGE FOUND | DTR NOT TAGGED | 200 KVA | 63
2629 | Damoh | Damoh South | Damoh Res | JABALPUR NAKA | 11 KV JABALPUR NAKA | NO VILLAGE FOUND | SURYA DABA VALA | 100 KVA | 59
2630 | Damoh | Damoh South | Damoh Res | JABALPUR NAKA | 11 KV JABALPUR NAKA | NO VILLAGE FOUND | 200KVA SURYA DHABA | 100 KVA | 59
2631 | Damoh | Damoh South | Damoh Res | JABALPUR NAKA | 11 KV JABALPUR NAKA | NO VILLAGE FOUND | DTR NOT TAGGED | 500 KVA | 58
2632 | Damoh | Damoh South | Damoh Res | JABALPUR NAKA | 11 KV JABALPUR NAKA | NO VILLAGE FOUND | DTR NOT TAGGED | 200 KVA | 57
2633 | Damoh | Damoh South | Damoh Res | JABALPUR NAKA | 11 KV JABALPUR NAKA | NO VILLAGE FOUND | PANI PAUCH FACTORY VALA | 200 KVA | 50
2634 | Damoh | Damoh South | Damoh Res | JABALPUR NAKA | 11 KV JABALPUR NAKA | NO VILLAGE FOUND | 200KVA VIDHYA VATIKA | 200 KVA | 50
2635 | Damoh | Damoh South | Damoh Res | JABALPUR NAKA | 11 KV JABALPUR NAKA | NO VILLAGE FOUND | AIRTEL TOWER 2 VALA | 200 KVA | 49
2636 | Damoh | Damoh South | Damoh Res | JABALPUR NAKA | 11 KV JABALPUR NAKA | NO VILLAGE FOUND | 200KVA AIRTEL TOWER WALA | 200 KVA | 49
2637 | Damoh | Damoh South | Damoh Res | JABALPUR NAKA | 11 KV JABALPUR NAKA | NO VILLAGE FOUND | BOLLYWOOD CINEMA VALA | 200 KVA | 47
2638 | Damoh | Damoh South | Damoh Res | JABALPUR NAKA | 11 KV JABALPUR NAKA | NO VILLAGE FOUND | 200KVA BOLLYWOOD WALA | 200 KVA | 47
2639 | Damoh | Damoh South | Damoh Res | JABALPUR NAKA | 11 KV JABALPUR NAKA | NO VILLAGE FOUND | NARMADA DHARA VALA | 100 KVA | 45
2640 | Damoh | Damoh South | Damoh Res | JABALPUR NAKA | 11 KV JABALPUR NAKA | NO VILLAGE FOUND | 100KVA NARMDA WALA | 100 KVA | 45
2641 | Damoh | Damoh South | Damoh Res | JABALPUR NAKA | 11 KV JABALPUR NAKA | NO VILLAGE FOUND | BIBLE CAMPUS VALA | 63 KVA | 43
2642 | Damoh | Damoh South | Damoh Res | JABALPUR NAKA | 11 KV JABALPUR NAKA | NO VILLAGE FOUND | 63KVA AVAJEET WALA | 63 KVA | 43
2643 | Damoh | Damoh South | Damoh Res | JABALPUR NAKA | 11 KV JABALPUR NAKA | NO VILLAGE FOUND | TRIPATHI VALA | 200 KVA | 37
2644 | Damoh | Damoh South | Damoh Res | JABALPUR NAKA | 11 KV JABALPUR NAKA | NO VILLAGE FOUND | 200KVA TRIPATHI WALA | 200 KVA | 37
2645 | Damoh | Damoh South | Damoh Res | JABALPUR NAKA | 11 KV JABALPUR NAKA | NO VILLAGE FOUND | BARIEAR VALA | 200 KVA | 34
2646 | Damoh | Damoh South | Damoh Res | JABALPUR NAKA | 11 KV JABALPUR NAKA | NO VILLAGE FOUND | 200KVATRIPATHI WALA | 200 KVA | 34
2647 | Damoh | Damoh South | Damoh Res | JABALPUR NAKA | 11 KV JABALPUR NAKA | NO VILLAGE FOUND | PATEL CHAKKI VALA | 200 KVA | 28
2648 | Damoh | Damoh South | Damoh Res | JABALPUR NAKA | 11 KV JABALPUR NAKA | NO VILLAGE FOUND | BARIEAR VALA 200 KVA | 200 KVA | 28
2649 | Damoh | Damoh South | Damoh Res | JABALPUR NAKA | 11 KV JABALPUR NAKA | NO VILLAGE FOUND | KK DHAABA VALA | 315 KVA | 26
2650 | Damoh | Damoh South | Damoh Res | JABALPUR NAKA | 11 KV JABALPUR NAKA | NO VILLAGE FOUND | 315KVA SHAKTI NAGAR | 315 KVA | 26
2651 | Damoh | Damoh South | Damoh Res | JABALPUR NAKA | 11 KV JABALPUR NAKA | NO VILLAGE FOUND | AIRTEL SHAKTI NAGAR | 100 KVA | 25
2652 | Damoh | Damoh South | Damoh Res | JABALPUR NAKA | 11 KV JABALPUR NAKA | NO VILLAGE FOUND | 100KVA AIRTEL SHAKTI NAGAR | 100 KVA | 25
2653 | Damoh | Damoh South | Damoh Res | JABALPUR NAKA | 11 KV JABALPUR NAKA | NO VILLAGE FOUND | MAHARAJA MARRIGE GARDEN | 63 KVA | 22
2654 | Damoh | Damoh South | Damoh Res | JABALPUR NAKA | 11 KV JABALPUR NAKA | NO VILLAGE FOUND | 63KVA AAKASH RAI | 63 KVA | 22
2655 | Damoh | Damoh South | Damoh Res | JABALPUR NAKA | 11 KV JABALPUR NAKA | NO VILLAGE FOUND | MAHARAJA HOTAL | 100 KVA | 20
2656 | Damoh | Damoh South | Damoh Res | JABALPUR NAKA | 11 KV JABALPUR NAKA | NO VILLAGE FOUND | 200KVA MAHARAJA HOTEL | 100 KVA | 20
2657 | Damoh | Damoh South | Damoh Res | JABALPUR NAKA | 11 KV JABALPUR NAKA | NO VILLAGE FOUND | RELINCE VALA | 100 KVA | 15
2658 | Damoh | Damoh South | Damoh Res | JABALPUR NAKA | 11 KV JABALPUR NAKA | NO VILLAGE FOUND | 100KVA RELINCE WALA | 100 KVA | 15
2659 | Damoh | Damoh South | Damoh Res | JABALPUR NAKA | 11 KV JABALPUR NAKA | NO VILLAGE FOUND | RAJA PATANA | 315 KVA | 14
2660 | Damoh | Damoh South | Damoh Res | JABALPUR NAKA | 11 KV JABALPUR NAKA | NO VILLAGE FOUND | 315 KVA RAJA PATNA | 315 KVA | 14
2661 | Damoh | Damoh South | Damoh Res | JABALPUR NAKA | 11 KV JABALPUR NAKA | NO VILLAGE FOUND | AJAY GUPTA | 100 KVA | 12
2662 | Damoh | Damoh South | Damoh Res | JABALPUR NAKA | 11 KV JABALPUR NAKA | NO VILLAGE FOUND | 100KVA GUPTA AGARBATTI | 100 KVA | 12
2663 | Damoh | Damoh South | Damoh Res | JABALPUR NAKA | 11 KV JABALPUR NAKA | NO VILLAGE FOUND | MAHESH RAI | 200 KVA | 10
2664 | Damoh | Damoh South | Damoh Res | JABALPUR NAKA | 11 KV JABALPUR NAKA | NO VILLAGE FOUND | MAHESH RAI BALA 200KVA | 200 KVA | 10
2665 | Damoh | Damoh South | Damoh Res | JABALPUR NAKA | 11 KV JABALPUR NAKA | NO VILLAGE FOUND | DTR NOT TAGGED | 63 KVA | 9
2666 | Damoh | Damoh South | Damoh Res | JABALPUR NAKA | 11 KV JABALPUR NAKA | NO VILLAGE FOUND | HONDA AGENCY | 200 KVA | 6
2667 | Damoh | Damoh South | Damoh Res | JABALPUR NAKA | 11 KV JABALPUR NAKA | NO VILLAGE FOUND | HERO HONDA 200KVA | 200 KVA | 6
2668 | Damoh | Damoh South | Damoh Res | JABALPUR NAKA | 11 KV JABALPUR NAKA | NO VILLAGE FOUND | I.T. PARK VALA | 100 KVA | 16
2669 | Damoh | Damoh South | Damoh Res | JABALPUR NAKA | 11 KV JABALPUR NAKA | NO VILLAGE FOUND | 100KVA IT PARK WALA | 100 KVA | 16
2670 | Damoh | Damoh North | Bangaon | BANGAON | 11 KV Bangaon DL | Bamuriya Hatta | BSNL TOWER | 25 KVA | 86
2671 | Damoh | Damoh North | Bangaon | BANGAON | 11 KV Bangaon DL | Bamuriya Hatta | BANGAON BUS STAND | 100 KVA | 74
2672 | Damoh | Damoh North | Bangaon | BANGAON | 11 KV Bangaon DL | Ankh Kheda | CHOTE LAL GADARIYA | 25 KVA | 66
2673 | Damoh | Damoh North | Bangaon | BANGAON | 11 KV Bangaon DL | Ankh Kheda | BEJANTI BAI SHREEBASTAV | 25 KVA | 60
2674 | Damoh | Damoh North | Bangaon | BANGAON | 11 KV Bangaon DL | Simri Sitanagar | NADI KE PASS | 100 KVA | 47
2675 | Damoh | Damoh North | Bangaon | BANGAON | 11 KV Bangaon DL | Simri Sitanagar | MANJU CHAKKI | 100 KVA | 40
2676 | Damoh | Damoh North | Bangaon | BANGAON | 11 KV Bangaon DL | Simri Sitanagar | HARIJAN MUHALLA | 25 KVA | 37
2677 | Damoh | Damoh North | Bangaon | BANGAON | 11 KV Bangaon DL | Bamuriya Hatta | KHER MATA MANDIR | 25 KVA | 32
2678 | Damoh | Damoh North | Bangaon | BANGAON | 11 KV Bangaon DL | Bamuriya Hatta | SOSAYETI KE PICHE | 25 KVA | 29
2679 | Damoh | Damoh North | Bangaon | BANGAON | 11 KV Bangaon DL | Bamuriya Hatta | KADORI SEN HOUSE | 100 KVA | 25
2680 | Damoh | Damoh North | Bangaon | BANGAON | 11 KV Bangaon DL | Bamuriya Hatta | VISWAKARMA MUHALLA | 25 KVA | 24
2681 | Damoh | Damoh North | Bangaon | BANGAON | 11 KV Bangaon DL | Bamuriya Hatta | TALLA KE PASS | 25 KVA | 12
2682 | Damoh | Damoh North | Bangaon | BANGAON | 11 KV Kanjara Ag | Kutri | SULABH SARMA | 25 KVA | 862
2683 | Damoh | Damoh North | Bangaon | BANGAON | 11 KV Kanjara Ag | Ghughri Misar | MAN SINGH | 63 KVA | 852
2684 | Damoh | Damoh North | Bangaon | BANGAON | 11 KV Kanjara Ag | Ghughri Misar | KARAN SARPANCH | 25 KVA | 855
2685 | Damoh | Damoh North | Bangaon | BANGAON | 11 KV Kanjara Ag | Ghughri Misar | CHOTE LAL SARMA | 25 KVA | 848
2686 | Damoh | Damoh North | Bangaon | BANGAON | 11 KV Kanjara Ag | Kutri | KALLU SINGH | 63 KVA | 842
2687 | Damoh | Damoh North | Bangaon | BANGAON | 11 KV Kanjara Ag | Kutri | MAN SINGH | 25 KVA | 836
2688 | Damoh | Damoh North | Bangaon | BANGAON | 11 KV Kanjara Ag | Kutri | C.L. NEMA | 63 KVA | 831
2689 | Damoh | Damoh North | Bangaon | BANGAON | 11 KV Kanjara Ag | Ghughri Misar | LAXMI SARMA | 25 KVA | 828
2690 | Damoh | Damoh North | Bangaon | BANGAON | 11 KV Kanjara Ag | Padri Dubey | MAYA BAI | 25 KVA | 822
2691 | Damoh | Damoh North | Bangaon | BANGAON | 11 KV Kanjara Ag | Padri Dubey | JAGDEESH SINGH | 25 KVA | 817
2692 | Damoh | Damoh North | Bangaon | BANGAON | 11 KV Kanjara Ag | Padri Dubey | HAKAM SINGH | 25 KVA | 805
2693 | Damoh | Damoh North | Bangaon | BANGAON | 11 KV Kanjara Ag | Bhatiya | KHET SINGH | 25 KVA | 788
2694 | Damoh | Damoh North | Bangaon | BANGAON | 11 KV Kanjara Ag | Bhatiya | DEOOPTI BAI | 25 KVA | 779
2695 | Damoh | Damoh North | Bangaon | BANGAON | 11 KV Kanjara Ag | Bhatiya | SACHIV KAY | 25 KVA | 776
2696 | Damoh | Damoh North | Bangaon | BANGAON | 11 KV Kanjara Ag | Bhatiya | VIJAY PATERIYA KAY | 25 KVA | 768
2697 | Damoh | Damoh North | Bangaon | BANGAON | 11 KV Kanjara Ag | Bhatiya | TEEJA BIA KAY | 25 KVA | 751
2698 | Damoh | Damoh North | Bangaon | BANGAON | 11 KV Kanjara Ag | Bhatiya | BHARAT KAY | 25 KVA | 743
2699 | Damoh | Damoh North | Bangaon | BANGAON | 11 KV Kanjara Ag | Bhatiya | MOHAN SARMA | 63 KVA | 723
2700 | Damoh | Damoh North | Bangaon | BANGAON | 11 KV Kanjara Ag | Bhatiya | BHATIYA HAR | 100 KVA | 735
2701 | Damoh | Damoh North | Bangaon | BANGAON | 11 KV Kanjara Ag | Ronda | PATERIYA KAY | 25 KVA | 732
2702 | Damoh | Damoh North | Bangaon | BANGAON | 11 KV Kanjara Ag | Bhatiya | CHAMPA BAI | 25 KVA | 712
2703 | Damoh | Damoh North | Bangaon | BANGAON | 11 KV Kanjara Ag | Bhatiya | BHATIYA MATA MANDIR | 25 KVA | 697
2704 | Damoh | Damoh North | Bangaon | BANGAON | 11 KV Kanjara Ag | Bhatiya | BHATIYA HAR | 63 KVA | 691
2705 | Damoh | Damoh North | Bangaon | BANGAON | 11 KV Kanjara Ag | Bamura | BIJORI TALA | 63 KVA | 665
2706 | Damoh | Damoh North | Bangaon | BANGAON | 11 KV Kanjara Ag | Bijori Pathak | MADDDEHI | 25 KVA | 649
2707 | Damoh | Damoh North | Bangaon | BANGAON | 11 KV Kanjara Ag | Madiya Sitanagar | KANJRA HAR | 25 KVA | 629
2708 | Damoh | Damoh North | Bangaon | BANGAON | 11 KV Kanjara Ag | Madiya Sitanagar | KANJRA | 63 KVA | 611
2709 | Damoh | Damoh North | Bangaon | BANGAON | 11 KV Kanjara Ag | Deolai | BAMORA | 100 KVA | 603
2710 | Damoh | Damoh North | Bangaon | BANGAON | 11 KV Kanjara Ag | Deolai | SATPARA MAHARAJ | 100 KVA | 595
2711 | Damoh | Damoh North | Bangaon | BANGAON | 11 KV Kanjara Ag | Madhkola | DHATRA MAHARAJ | 100 KVA | 589
2712 | Damoh | Damoh North | Bangaon | BANGAON | 11 KV Kanjara Ag | Deolai | DEVLAI | 100 KVA | 565
2713 | Damoh | Damoh North | Bangaon | BANGAON | 11 KV Kanjara Ag | Deolai | MURARI | 25 KVA | 551
2714 | Damoh | Damoh North | Bangaon | BANGAON | 11 KV Kanjara Ag | Deolai | HARIJAN MADIYA | 25 KVA | 531
2715 | Damoh | Damoh North | Bangaon | BANGAON | 11 KV Kanjara Ag | Madiya Sitanagar | SARPANCH GALLE | 25 KVA | 522
2716 | Damoh | Damoh North | Bangaon | BANGAON | 11 KV Kanjara Ag | Madiya Sitanagar | MURARI SINGH KAY | 63 KVA | 512
2717 | Damoh | Damoh North | Bangaon | BANGAON | 11 KV Kanjara Ag | Madiya Sitanagar | DHUAA BARE | 100 KVA | 487
2718 | Damoh | Damoh North | Bangaon | BANGAON | 11 KV Kanjara Ag | Madiya Sitanagar | BALCHAND SEN | 100 KVA | 471
2719 | Damoh | Damoh North | Bangaon | BANGAON | 11 KV Kanjara Ag | Bamuriya Hatta | DHATRA MAHARAJ | 10 KVA | 423
2720 | Damoh | Damoh North | Bangaon | BANGAON | 11 KV Kanjara Ag | Kutri | AKBAR KHAN | 25 KVA | 875
2721 | Damoh | Damoh North | Bangaon | BANGAON | 11 KV Itwa pump DL | Bamuriya Hatta | KANJRA MATA | 25 KVA | 1279
2722 | Damoh | Damoh North | Bangaon | BANGAON | 11 KV Itwa pump DL | Bamuriya Hatta | 25 KVA KHAMPARIYA | 25 KVA | 1290
2723 | Damoh | Damoh North | Bangaon | BANGAON | 11 KV Itwa pump DL | Bangaon | 25 KVA MAHENDRA JAIN | 25 KVA | 1294
2724 | Damoh | Damoh North | Bangaon | BANGAON | 11 KV Itwa pump DL | Bamuriya Hatta | 100 KVA KANJRA MATA | 25 KVA | 1306
2725 | Damoh | Damoh North | Bangaon | BANGAON | 11 KV Itwa pump DL | Kanjra | GHUMAN SINGH 25 KVA | 25 KVA | 1313
2726 | Damoh | Damoh North | Bangaon | BANGAON | 11 KV Itwa pump DL | Kanjra | 100 KVA GAREYA KUA | 25 KVA | 1317
2727 | Damoh | Damoh North | Bangaon | BANGAON | 11 KV Itwa pump DL | Kanjra | 25 KVA GANGA BAI | 25 KVA | 1322
2728 | Damoh | Damoh North | Bangaon | BANGAON | 11 KV Itwa pump DL | Kanjra | PRATAP SINGH 25 KVA | 25 KVA | 1330
2729 | Damoh | Damoh North | Bangaon | BANGAON | 11 KV Itwa pump DL | Kanjra | BALWAN SINGH 25 KVA | 25 KVA | 1334
2730 | Damoh | Damoh North | Bangaon | BANGAON | 11 KV Itwa pump DL | Kanjra | 25 KVA KALYAN SINGH | 25 KVA | 1342
2731 | Damoh | Damoh North | Bangaon | BANGAON | 11 KV Itwa pump DL | Kanjra | ARJUN SINGH KUAAKHEDA | 25 KVA | 1347
2732 | Damoh | Damoh North | Bangaon | BANGAON | 11 KV Itwa pump DL | Kanjra | MEERA BAI KUAKHEDA | 25 KVA | 1350
2733 | Damoh | Damoh North | Bangaon | BANGAON | 11 KV Itwa pump DL | Kanjra | DEVI SINGH KUAKHEDA | 25 KVA | 1355
2734 | Damoh | Damoh North | Bangaon | BANGAON | 11 KV Itwa pump DL | Kanjra | 63 KVA KUAKHEDA | 25 KVA | 1361
2735 | Damoh | Damoh North | Bangaon | BANGAON | 11 KV Itwa pump DL | Kuwakheda Mahdela | 25 KVA NAMDEV REOJHA | 25 KVA | 1364
2736 | Damoh | Damoh North | Bangaon | BANGAON | 11 KV Itwa pump DL | Kuwakheda Mahdela | KAMAL 25 KVA REOJHA | 25 KVA | 1375
2737 | Damoh | Damoh North | Bangaon | BANGAON | 11 KV Itwa pump DL | Kuwakheda Mahdela | KEERAT 25 KVA ITWA HEERALAL | 25 KVA | 1379
2738 | Damoh | Damoh North | Bangaon | BANGAON | 11 KV Itwa pump DL | Kuwakheda Mahdela | 25 KVA NAMDEV REOJHA | 25 KVA | 1380
2739 | Damoh | Damoh North | Bangaon | BANGAON | 11 KV Itwa pump DL | Kuwakheda Mahdela | RAJKISOR ROJHA 25 KVA | 25 KVA | 1384
2740 | Damoh | Damoh North | Bangaon | BANGAON | 11 KV Itwa pump DL | Kuwakheda Mahdela | 63 KVA HARIJAN REOJHA | 63 KVA | 1398
2741 | Damoh | Damoh North | Bangaon | BANGAON | 11 KV Itwa pump DL | Rewdha Kalan | BABULAL PATEL 25 KVA REOJHA | 25 KVA | 1406
2742 | Damoh | Damoh North | Bangaon | BANGAON | 11 KV Itwa pump DL | Bilai | BIHARI 25 KVA REOJHA | 25 KVA | 1411
2743 | Damoh | Damoh North | Bangaon | BANGAON | 11 KV Itwa pump DL | Bilai | RAJKISOR ROJHA 25 KVA | 25 KVA | 1414
2744 | Damoh | Damoh North | Bangaon | BANGAON | 11 KV Itwa pump DL | Kuwakheda Mahdela | 100 KVA REOJHA | 100 KVA | 1415
2745 | Damoh | Damoh North | Bangaon | BANGAON | 11 KV Itwa pump DL | Kanjra | THAKUR SHAB DAMOH WALE 25 KVA | 25 KVA | 1421
2746 | Damoh | Damoh North | Bangaon | BANGAON | 11 KV Itwa pump DL | Kanjra | DHARMENDRA SINGH 25 KVA ITWA | 25 KVA | 1474
2747 | Damoh | Damoh North | Bangaon | BANGAON | 11 KV Itwa pump DL | Sujanpuradan | 63 KVA LUHARRA | 63 KVA | 1481
2748 | Damoh | Damoh North | Bangaon | BANGAON | 11 KV Itwa pump DL | Sujanpuradan | 63 KVA SUJANPURA | 25 KVA | 1489
2749 | Damoh | Damoh North | Bangaon | BANGAON | 11 KV Itwa pump DL | Sujanpuradan | 100 KVA LUHARRA RAMPUR | 100 KVA | 1508
2750 | Damoh | Damoh North | Bangaon | BANGAON | 11 KV Itwa pump DL | Luharra | VEER SINGH ITWA 25 KVA | 25 KVA | 1531
2751 | Damoh | Damoh North | Bangaon | BANGAON | 11 KV Itwa pump DL | Luharra | MAHENDRA KUMAR JAIN 25 KVA LUHARRA | 25 KVA | 1534
2752 | Damoh | Damoh North | Bangaon | BANGAON | 11 KV Itwa pump DL | Luharra | PURANI JI 25 KVA LUHARRA | 25 KVA | 1538
2753 | Damoh | Damoh North | Bangaon | BANGAON | 11 KV Itwa pump DL | Itwa Hiralal | 100 KVA ITWA HEERALAL | 100 KVA | 1549
2754 | Damoh | Damoh North | Bangaon | BANGAON | 11 KV Itwa pump DL | Itwa Hiralal | 25 KVA HARI SINGH ITWA | 25 KVA | 1555
2755 | Damoh | Damoh North | Bangaon | BANGAON | 11 KV Itwa pump DL | Itwa Hiralal | PADAM SINGH 25 KVA ITWA | 63 KVA | 1561
2756 | Damoh | Damoh North | Bangaon | BANGAON | 11 KV Itwa pump DL | Rewdha Kalan | 100 KVA PADRAI UDAYABHAN | 100 KVA | 1569
2757 | Damoh | Damoh North | Bangaon | BANGAON | 11 KV Itwa pump DL | Rewdha Kalan | DOAARKA ATHAYA 25 KVA PADRAI U | 25 KVA | 1577
2758 | Damoh | Damoh North | Bangaon | BANGAON | 11 KV Itwa pump DL | Rewdha Kalan | BALRAM MAHARAJ PADRAI U 25 KVA | 25 KVA | 1580
2759 | Damoh | Damoh North | Bangaon | BANGAON | 11 KV Luhari DL | Bagha | GUPTA KHERI | 25 KVA | 1428
2760 | Damoh | Damoh North | Bangaon | BANGAON | 11 KV Luhari DL | Bagha | PADARAI UDAYABHAN BASTI | 63 KVA | 1422
2761 | Damoh | Damoh North | Bangaon | BANGAON | 11 KV Luhari DL | Rusalli | KANCHI MUHALLA | 25 KVA | 1376
2762 | Damoh | Damoh North | Bangaon | BANGAON | 11 KV Luhari DL | Rusalli | HEND PUMP KE PASS | 25 KVA | 1371
2763 | Damoh | Damoh North | Bangaon | BANGAON | 11 KV Luhari DL | Rusalli | TOWER KE PASS | 100 KVA | 1360
2764 | Damoh | Damoh North | Bangaon | BANGAON | 11 KV Luhari DL | Rusalli | JIO TOWER RUSALLY | 25 KVA | 1354
2765 | Damoh | Damoh North | Bangaon | BANGAON | 11 KV Luhari DL | Rusalli | AAGANBADI | 25 KVA | 1347
2766 | Damoh | Damoh North | Bangaon | BANGAON | 11 KV Luhari DL | Luharra | BALCHAND SEN RUSALLY | 25 KVA | 1341
2767 | Damoh | Damoh North | Bangaon | BANGAON | 11 KV Luhari DL | Padri Udebhan | AIRTEL TOWER | 25 KVA | 1293
2768 | Damoh | Damoh North | Bangaon | BANGAON | 11 KV Luhari DL | Padri Udebhan | SOJNA BASTI | 25 KVA | 1289
2769 | Damoh | Damoh North | Bangaon | BANGAON | 11 KV Luhari DL | Padri Udebhan | KUDAI ROAD PADARAI | 25 KVA | 1288
2770 | Damoh | Damoh North | Bangaon | BANGAON | 11 KV Luhari DL | Padri Udebhan | HIGH SCOOL | 25 KVA | 1277
2771 | Damoh | Damoh North | Bangaon | BANGAON | 11 KV Luhari DL | Padri Udebhan | GRAM PANCHAYAT KE PASS | 25 KVA | 1276
2772 | Damoh | Damoh North | Bangaon | BANGAON | 11 KV Luhari DL | Padri Udebhan | TALAB SOJNAAA | 100 KVA | 1273
2773 | Damoh | Damoh North | Bangaon | BANGAON | 11 KV Luhari DL | Padri Udebhan | P.H.E. | 25 KVA | 1263
2774 | Damoh | Damoh North | Bangaon | BANGAON | 11 KV Luhari DL | Padri Udebhan | KUDAI ROAD | 63 KVA | 1257
2775 | Damoh | Damoh North | Bangaon | BANGAON | 11 KV Luhari DL | Padri Udebhan | TALAB KE PASS SOJNA | 63 KVA | 1254
2776 | Damoh | Damoh North | Bangaon | BANGAON | 11 KV Luhari DL | Itwa Hiralal | 25 KVA KUDAI ROAD | 25 KVA | 1220
2777 | Damoh | Damoh North | Bangaon | BANGAON | 11 KV Luhari DL | Maddehi | COLENY | 25 KVA | 1213
2778 | Damoh | Damoh North | Bangaon | BANGAON | 11 KV Luhari DL | Sujanpuradan | SUJANPURA BASTI | 63 KVA | 1199
2779 | Damoh | Damoh North | Bangaon | BANGAON | 11 KV Luhari DL | Sujanpuradan | LUHARRA TALAB | 25 KVA | 1189
2780 | Damoh | Damoh North | Bangaon | BANGAON | 11 KV Luhari DL | Sujanpuradan | LUHARRA SCHOOL | 25 KVA | 1186
2781 | Damoh | Damoh North | Bangaon | BANGAON | 11 KV Luhari DL | Sujanpuradan | LUHARRA BASTI | 63 KVA | 1183
2782 | Damoh | Damoh North | Bangaon | BANGAON | 11 KV Luhari DL | Sujanpuradan | ITWA KANCHAPUR | 25 KVA | 1176
2783 | Damoh | Damoh North | Bangaon | BANGAON | 11 KV Luhari DL | Sujanpuradan | HIGH SCHOOL ITWA | 25 KVA | 1171
2784 | Damoh | Damoh North | Bangaon | BANGAON | 11 KV Luhari DL | Itwa Hiralal | ITWA SCHOOL | 25 KVA | 1160
2785 | Damoh | Damoh North | Bangaon | BANGAON | 11 KV Luhari DL | Itwa Hiralal | RAMPUR BASTI | 63 KVA | 1156
2786 | Damoh | Damoh North | Bangaon | BANGAON | 11 KV Luhari DL | Itwa Hiralal | BAHADUR CHAKKI | 25 KVA | 1152
2787 | Damoh | Damoh North | Bangaon | BANGAON | 11 KV Luhari DL | Itwa Hiralal | ITWA ROAD | 25 KVA | 1144
2788 | Damoh | Damoh North | Bangaon | BANGAON | 11 KV Luhari DL | Itwa Hiralal | PIPAL KE PASS | 63 KVA | 1142
2789 | Damoh | Damoh North | Bangaon | BANGAON | 11 KV Luhari DL | Itwa Hiralal | HEND PUMP KE PASS | 25 KVA | 1138
2790 | Damoh | Damoh North | Bangaon | BANGAON | 11 KV Luhari DL | Itwa Hiralal | ITWA BASTI | 63 KVA | 1135
2791 | Damoh | Damoh North | Bangaon | BANGAON | 11 KV Luhari DL | Itwa Hiralal | HARIJAN MUHALLA | 25 KVA | 1118
2792 | Damoh | Damoh North | Bangaon | BANGAON | 11 KV Luhari DL | Kuwakheda Mahdela | HARIJAN COLENY | 63 KVA | 1082
2793 | Damoh | Damoh North | Bangaon | BANGAON | 11 KV Luhari DL | Kuwakheda Mahdela | REOJHA BASTI | 63 KVA | 1077
2794 | Damoh | Damoh North | Bangaon | BANGAON | 11 KV Luhari DL | Kuwakheda Mahdela | HARIJAN KUAKHEDA | 25 KVA | 1054
2795 | Damoh | Damoh North | Bangaon | BANGAON | 11 KV Luhari DL | Kuwakheda Mahdela | JIO TOWER | 25 KVA | 1049
2796 | Damoh | Damoh North | Bangaon | BANGAON | 11 KV Luhari DL | Kuwakheda Mahdela | KUAKHEDA BASTI | 63 KVA | 1046
2797 | Damoh | Damoh North | Bangaon | BANGAON | 11 KV Luhari DL | Kanjra | KUAKHEDA HARIJAN COLENY | 25 KVA | 1036
2798 | Damoh | Damoh North | Bangaon | BANGAON | 11 KV Luhari DL | Kanjra | KUAKHEDA BASTI | 25 KVA | 1024
2799 | Damoh | Damoh North | Bangaon | BANGAON | 11 KV Luhari DL | Kheriharkishan | CHENPURA HAR | 25 KVA | 1006
2800 | Damoh | Damoh North | Bangaon | BANGAON | 11 KV Luhari DL | Kheriharkishan | CHENPURA ROAD | 25 KVA | 1000
2801 | Damoh | Damoh North | Bangaon | BANGAON | 11 KV Luhari DL | Chainpura | CHENPURA BASTI | 100 KVA | 988
2802 | Damoh | Damoh North | Bangaon | BANGAON | 11 KV Luhari DL | Chainpura | SALA | 63 KVA | 978
2803 | Damoh | Damoh North | Bangaon | BANGAON | 11 KV Luhari DL | Luhari | AIRTEL TOWER | 25 KVA | 956
2804 | Damoh | Damoh North | Bangaon | BANGAON | 11 KV Luhari DL | Luhari | MOHAN MAHARAJ | 25 KVA | 955
2805 | Damoh | Damoh North | Bangaon | BANGAON | 11 KV Luhari DL | Luhari | CHANDRAPRAKAS NAYAK | 25 KVA | 954
2806 | Damoh | Damoh North | Bangaon | BANGAON | 11 KV Luhari DL | Luhari | RAMESOYER NAYAK KE PASS | 25 KVA | 952
2807 | Damoh | Damoh North | Bangaon | BANGAON | 11 KV Luhari DL | Luhari | TIRLOK KI CHAKKI | 25 KVA | 948
2808 | Damoh | Damoh North | Bangaon | BANGAON | 11 KV Luhari DL | Luhari | HARIJAN COLENY | 25 KVA | 946
2809 | Damoh | Damoh North | Bangaon | BANGAON | 11 KV Luhari DL | Luhari | LUHARI BASTI | 200 KVA | 934
2810 | Damoh | Damoh North | Bangaon | BANGAON | 11 KV Luhari DL | Luhari | TALA KE PASS | 25 KVA | 927
2811 | Damoh | Damoh North | Bangaon | BANGAON | 11 KV Luhari DL | Luhari | GRAM PANCHAYAT | 25 KVA | 916
2812 | Damoh | Damoh North | Bangaon | BANGAON | 11 KV Luhari DL | Luhari | COLENY ROAD | 25 KVA | 908
2813 | Damoh | Damoh North | Bangaon | BANGAON | 11 KV Luhari DL | Luhari | BUS STAND LUHARI | 100 KVA | 900
2814 | Damoh | Damoh North | Bangaon | BANGAON | 11 KV Luhari DL | Luhari | JIO TOWER | 25 KVA | 894
2815 | Damoh | Damoh North | Bangaon | BANGAON | 11 KV Luhari DL | Luhari | SCHOOL LUHARI | 25 KVA | 893
2816 | Damoh | Damoh North | Bangaon | BANGAON | 11 KV Luhari DL | Luhari | BHATIYA ROAD | 100 KVA | 888
2817 | Damoh | Damoh North | Bangaon | BANGAON | 11 KV Luhari DL | Luhari | DASRATH KANCHI | 25 KVA | 881
2818 | Damoh | Damoh North | Bangaon | BANGAON | 11 KV Luhari DL | Luhari | P.H.E | 25 KVA | 880
2819 | Damoh | Damoh North | Bangaon | BANGAON | 11 KV Luhari DL | Luhari | KANCHI MUHALLA | 25 KVA | 874
2820 | Damoh | Damoh North | Bangaon | BANGAON | 11 KV Luhari DL | Maddehi | MANTHUA LUHARI | 25 KVA | 849
2821 | Damoh | Damoh North | Bangaon | BANGAON | 11 KV Luhari DL | Itwa Hiralal | PADRAI UDAYABHAN | 63 KVA | 1452
2822 | Damoh | Damoh North | Bangaon | BANGAON | 11 KV Luhari DL | Bagha | BAGHA BASTI | 25 KVA | 1450
2823 | Damoh | Damoh North | Bangaon | BANGAON | 11 KV Luhari DL | Bagha | BAGHA BASTI | 25 KVA | 1441
2824 | Damoh | Damoh North | Bangaon | BANGAON | 11 KV Luhari DL | Bagha | KHERI BASTI | 63 KVA | 1438
2825 | Damoh | Damoh North | Bangaon | BANGAON | 11 KV Luhari DL | Bagha | KHERI HARIJAN | 25 KVA | 1431
2826 | Damoh | Damoh North | Bangaon | BANGAON | 11 KV Luhari DL | Bijori Pathak | MADDEHI TI | 25 KVA | 814
2827 | Damoh | Damoh North | Bangaon | BANGAON | 11 KV Luhari Ag | Chainpura | MANSINGH KE GHAR KE PASS | 25 KVA | 1046
2828 | Damoh | Damoh North | Bangaon | BANGAON | 11 KV Luhari Ag | Chainpura | CHAINPURA PUMP | 25 KVA | 1036
2829 | Damoh | Damoh North | Bangaon | BANGAON | 11 KV Luhari Ag | Chainpura | LUHARI SALA | 100 KVA | 1024
2830 | Damoh | Damoh North | Bangaon | BANGAON | 11 KV Luhari Ag | Luhari | LUAHRI BASTI | 63 KVA | 1015
2831 | Damoh | Damoh North | Bangaon | BANGAON | 11 KV Luhari Ag | Luhari | FHOJDAR WALA | 25 KVA | 1007
2832 | Damoh | Damoh North | Bangaon | BANGAON | 11 KV Luhari Ag | Luhari | JIVAN MISHRA | 25 KVA | 1000
2833 | Damoh | Damoh North | Bangaon | BANGAON | 11 KV Luhari Ag | Luhari | BUS STAND LUHARI | 25 KVA | 991
2834 | Damoh | Damoh North | Bangaon | BANGAON | 11 KV Luhari Ag | Luhari | BHATIYA RODE LUHARI | 100 KVA | 987
2835 | Damoh | Damoh North | Bangaon | BANGAON | 11 KV Luhari Ag | Maddehi | KHATEEK WALA | 25 KVA | 972
2836 | Damoh | Damoh North | Bangaon | BANGAON | 11 KV Luhari Ag | Maddehi | MUNNA SINGH LUHARI | 25 KVA | 967
2837 | Damoh | Damoh North | Bangaon | BANGAON | 11 KV Luhari Ag | Maddehi | HATTA ROADE | 25 KVA | 959
2838 | Damoh | Damoh North | Bangaon | BANGAON | 11 KV Luhari Ag | Maddehi | BHAIJAAN WALA | 25 KVA | 947
2839 | Damoh | Damoh North | Bangaon | BANGAON | 11 KV Luhari Ag | Maddehi | GOUTAM JI | 25 KVA | 936
2840 | Damoh | Damoh North | Bangaon | BANGAON | 11 KV Luhari Ag | Kanjra | KALYAN SINGH | 25 KVA | 924
2841 | Damoh | Damoh North | Bangaon | BANGAON | 11 KV Luhari Ag | Kanjra | LAKHAN SINGH | 25 KVA | 919
2842 | Damoh | Damoh North | Bangaon | BANGAON | 11 KV Luhari Ag | Kanjra | VINOD JAIN | 25 KVA | 915
2843 | Damoh | Damoh North | Bangaon | BANGAON | 11 KV Luhari Ag | Kanjra | HALKE SHINGH | 25 KVA | 909
2844 | Damoh | Damoh North | Bangaon | BANGAON | 11 KV Luhari Ag | Kanjra | ABHILASH WALA | 25 KVA | 897
2845 | Damoh | Damoh North | Bangaon | BANGAON | 11 KV Luhari Ag | Kheriharkishan | KHERI KE MAHARAJ WALA | 25 KVA | 1058
2846 | Damoh | Damoh North | Bangaon | BANGAON | 11 KV Luhari Ag | Kheriharkishan | KHERI KE MAHARAJ WALA | 25 KVA | 1064
2847 | Damoh | Damoh North | Bangaon | BANGAON | 11 KV Luhari Ag | Luhari | ANJANI MATA DABHA | 25 KVA | 1078
2848 | Damoh | Damoh North | Bangaon | BANGAON | 11 KV Luhari Ag | Luhari | BHIND WALE | 63 KVA | 1083
2849 | Damoh | Damoh North | Bangaon | BANGAON | 11 KV Luhari Ag | Luhari | MOHAN NAYAK | 25 KVA | 1093
2850 | Damoh | Damoh North | Bangaon | BANGAON | 11 KV Luhari Ag | Luharra | RUSALLY RODE | 63 KVA | 1129
2851 | Damoh | Damoh North | Bangaon | BANGAON | 11 KV Luhari Ag | Luharra | SURESH GOJA | 25 KVA | 1132
2852 | Damoh | Damoh North | Bangaon | BANGAON | 11 KV Luhari Ag | Luharra | HARIJAN RUSALLY | 63 KVA | 1151
2853 | Damoh | Damoh North | Bangaon | BANGAON | 11 KV Luhari Ag | Padri Udebhan | BASTI KE PASS SOJNA | 25 KVA | 1179
2854 | Damoh | Damoh North | Bangaon | BANGAON | 11 KV Luhari Ag | Luharra | SOJNA TAGAR | 100 KVA | 1187
2855 | Damoh | Damoh North | Bangaon | BANGAON | 11 KV Luhari Ag | Padri Udebhan | CHOUBEY JI WALA | 100 KVA | 1192
2856 | Damoh | Damoh North | Bangaon | BANGAON | 11 KV Luhari Ag | Padri Udebhan | CHOUBEY KAY SOJNA | 63 KVA | 1203
2857 | Damoh | Damoh North | Bangaon | BANGAON | 11 KV Luhari Ag | Sojna | SONY JI KAY | 25 KVA | 1207
2858 | Damoh | Damoh North | Bangaon | BANGAON | 11 KV Luhari Ag | Sojna | KEERAT SINGH SOJNA | 25 KVA | 1212
2859 | Damoh | Damoh North | Bangaon | BANGAON | 11 KV Luhari Ag | Rusalli | BHAGWANDAS PATEL RUSALLY | 25 KVA | 1220
2860 | Damoh | Damoh North | Bangaon | BANGAON | 11 KV Luhari Ag | Rusalli | RAI BAHADUR PATEL RUSALLY | 25 KVA | 1223
2861 | Damoh | Damoh North | Bangaon | BANGAON | 11 KV Luhari Ag | Rusalli | MANDIR KE PASS RUSALLY | 63 KVA | 1229
2862 | Damoh | Damoh North | Bangaon | BANGAON | 11 KV Luhari Ag | Bagha | KHERI HAR | 100 KVA | 1245
2863 | Damoh | Damoh North | Bangaon | BANGAON | 11 KV Luhari Ag | Bagha | BAGHA HAR | 25 KVA | 1252
2864 | Damoh | Damoh North | Bangaon | BANGAON | 11 KV Luhari Ag | Bagha | CHOURASIYA KAY BAGHA | 25 KVA | 1268
2865 | Damoh | Damoh North | Bangaon | BANGAON | 11 KV Kanjra DL | Bhatiya | TANKI KE PASS | 25 KVA | 380
2866 | Damoh | Damoh North | Bangaon | BANGAON | 11 KV Kanjra DL | Bhatiya | P.H.E. | 25 KVA | 378
2867 | Damoh | Damoh North | Bangaon | BANGAON | 11 KV Kanjra DL | Bhatiya | HARIJAN MUHALLA | 25 KVA | 373
2868 | Damoh | Damoh North | Bangaon | BANGAON | 11 KV Kanjra DL | Bhatiya | HARIJAN MUHALLA | 25 KVA | 369
2869 | Damoh | Damoh North | Bangaon | BANGAON | 11 KV Kanjra DL | Bhatiya | TALA KE PASS | 63 KVA | 365
2870 | Damoh | Damoh North | Bangaon | BANGAON | 11 KV Kanjra DL | Bhatiya | SCHOOL KE PASS | 100 KVA | 362
2871 | Damoh | Damoh North | Bangaon | BANGAON | 11 KV Kanjra DL | Bhatiya | GHUGRI ROAD BHATIYA | 25 KVA | 359
2872 | Damoh | Damoh North | Bangaon | BANGAON | 11 KV Kanjra DL | Bhatiya | ARITEL TOWER | 25 KVA | 353
2873 | Damoh | Damoh North | Bangaon | BANGAON | 11 KV Kanjra DL | Bhatiya | KUTRI ROAD | 25 KVA | 352
2874 | Damoh | Damoh North | Bangaon | BANGAON | 11 KV Kanjra DL | Pipariya Misar | DOLAT TAPARIYA | 25 KVA | 321
2875 | Damoh | Damoh North | Bangaon | BANGAON | 11 KV Kanjra DL | Deolai | DEVLAI TAPARIYA | 63 KVA | 313
2876 | Damoh | Damoh North | Bangaon | BANGAON | 11 KV Kanjra DL | Bamura | PADRI DUBEY | 100 KVA | 293
2877 | Damoh | Damoh North | Bangaon | BANGAON | 11 KV Kanjra DL | Bamura | BIJORI BASTI | 100 KVA | 267
2878 | Damoh | Damoh North | Bangaon | BANGAON | 11 KV Kanjra DL | Bamura | BIJORI CHAKKI | 25 KVA | 263
2879 | Damoh | Damoh North | Bangaon | BANGAON | 11 KV Kanjra DL | Bamura | JIO TOWER | 25 KVA | 258
2880 | Damoh | Damoh North | Bangaon | BANGAON | 11 KV Kanjra DL | Bijori Pathak | P.H.E. | 25 KVA | 256
2881 | Damoh | Damoh North | Bangaon | BANGAON | 11 KV Kanjra DL | Bijori Pathak | MADDEHI BASTI | 25 KVA | 253
2882 | Damoh | Damoh North | Bangaon | BANGAON | 11 KV Kanjra DL | Bamura | HARIJAN MUHALLA | 25 KVA | 247
2883 | Damoh | Damoh North | Bangaon | BANGAON | 11 KV Kanjra DL | Bamura | BIJORI RAJAK | 25 KVA | 242
2884 | Damoh | Damoh North | Bangaon | BANGAON | 11 KV Kanjra DL | Madhkola | MADKOLE TAPARIYA | 25 KVA | 226
2885 | Damoh | Damoh North | Bangaon | BANGAON | 11 KV Kanjra DL | Madhkola | DEVLAI ROAD | 25 KVA | 212
2886 | Damoh | Damoh North | Bangaon | BANGAON | 11 KV Kanjra DL | Madhkola | DEVLAI TAPARIYA | 25 KVA | 208
2887 | Damoh | Damoh North | Bangaon | BANGAON | 11 KV Kanjra DL | Madhkola | PIPAL KE PASS | 63 KVA | 206
2888 | Damoh | Damoh North | Bangaon | BANGAON | 11 KV Kanjra DL | Deolai | SUDAMA CHAKKI | 25 KVA | 200
2889 | Damoh | Damoh North | Bangaon | BANGAON | 11 KV Kanjra DL | Deolai | DEVLAI COLENY | 25 KVA | 197
2890 | Damoh | Damoh North | Bangaon | BANGAON | 11 KV Kanjra DL | Deolai | BAMORA BASTI | 25 KVA | 180
2891 | Damoh | Damoh North | Bangaon | BANGAON | 11 KV Kanjra DL | Deolai | MADIYA HARIJAN | 25 KVA | 156
2892 | Damoh | Damoh North | Bangaon | BANGAON | 11 KV Kanjra DL | Madiya Sitanagar | MADIYA CHAKKI | 25 KVA | 150
2893 | Damoh | Damoh North | Bangaon | BANGAON | 11 KV Kanjra DL | Madiya Sitanagar | HAHUMAN MANDIR | 25 KVA | 146
2894 | Damoh | Damoh North | Bangaon | BANGAON | 11 KV Kanjra DL | Madiya Sitanagar | NAL KE PASS | 25 KVA | 129
2895 | Damoh | Damoh North | Bangaon | BANGAON | 11 KV Kanjra DL | Madiya Sitanagar | DHARMENDRA KE PASS | 25 KVA | 126
2896 | Damoh | Damoh North | Bangaon | BANGAON | 11 KV Kanjra DL | Madiya Sitanagar | CHAKKI KE PASS | 25 KVA | 123
2897 | Damoh | Damoh North | Bangaon | BANGAON | 11 KV Kanjra DL | Madiya Sitanagar | KANJRA BASTI | 25 KVA | 121
2898 | Damoh | Damoh North | Bangaon | BANGAON | 11 KV Kanjra DL | Madiya Sitanagar | FERAN CHAKKI | 25 KVA | 119
2899 | Damoh | Damoh North | Bangaon | BANGAON | 11 KV Kanjra DL | Madiya Sitanagar | KANJRA BASTI | 100 KVA | 116
2900 | Damoh | Damoh North | Bangaon | BANGAON | 11 KV Kanjra DL | Madiya Sitanagar | HARIJAN | 25 KVA | 113
2901 | Damoh | Damoh North | Bangaon | BANGAON | 11 KV Kanjra DL | Madiya Sitanagar | KANJRA COLENY | 25 KVA | 105
2902 | Damoh | Damoh North | Bangaon | BANGAON | 11 KV Mudiya DL | Imalijog | KARI JOG | 25 KVA | 727
2903 | Damoh | Damoh North | Bangaon | BANGAON | 11 KV Mudiya DL | Badagaon | BHAISAHAB BADAGAON | 25 KVA | 708
2904 | Damoh | Damoh North | Bangaon | BANGAON | 11 KV Mudiya DL | Badagaon | PULIYA KE PASS | 25 KVA | 706
2905 | Damoh | Damoh North | Bangaon | BANGAON | 11 KV Mudiya DL | Badagaon | SACHOOL KE PASS | 25 KVA | 704
2906 | Damoh | Damoh North | Bangaon | BANGAON | 11 KV Mudiya DL | Imalijog | IMLI JOG | 100 KVA | 756
2907 | Damoh | Damoh North | Bangaon | BANGAON | 11 KV Mudiya DL | Amoda | BARI BASTI | 63 KVA | 669
2908 | Damoh | Damoh North | Bangaon | BANGAON | 11 KV Mudiya DL | Amoda | SCHOOL KE PASS | 25 KVA | 665
2909 | Damoh | Damoh North | Bangaon | BANGAON | 11 KV Mudiya DL | Padrai | PRATAP PATEL BARI | 63 KVA | 663
2910 | Damoh | Damoh North | Bangaon | BANGAON | 11 KV Mudiya DL | Amoda | BARI NAL KE PASS | 63 KVA | 646
2911 | Damoh | Damoh North | Bangaon | BANGAON | 11 KV Mudiya DL | NO VILLAGE FOUND | DTR NOT TAGGED | 25 KVA | 615
2912 | Damoh | Damoh North | Bangaon | BANGAON | 11 KV Mudiya DL | Mudiya | KARIYA COLONY | 25 KVA | 611
2913 | Damoh | Damoh North | Bangaon | BANGAON | 11 KV Mudiya DL | Mudiya | DUBEY JI | 25 KVA | 602
2914 | Damoh | Damoh North | Bangaon | BANGAON | 11 KV Mudiya DL | Mudiya | KARIY AANKH MANDIR PASS | 63 KVA | 601
2915 | Damoh | Damoh North | Bangaon | BANGAON | 11 KV Mudiya DL | Bhodal Khedi | AIRTEL TOWER | 25 KVA | 593
2916 | Damoh | Damoh North | Bangaon | BANGAON | 11 KV Mudiya DL | Bhodal Khedi | TOWER KE PASS | 25 KVA | 589
2917 | Damoh | Damoh North | Bangaon | BANGAON | 11 KV Mudiya DL | NO VILLAGE FOUND | DTR NOT TAGGED | 63 KVA | 583
2918 | Damoh | Damoh North | Bangaon | BANGAON | 11 KV Mudiya DL | Mudiya | MUDIYA HARIJAN | 25 KVA | 574
2919 | Damoh | Damoh North | Bangaon | BANGAON | 11 KV Mudiya DL | Mudiya | TALA KE PASS | 100 KVA | 562
2920 | Damoh | Damoh North | Bangaon | BANGAON | 11 KV Mudiya DL | Mudiya | MUDIYA ROAD | 25 KVA | 558
2921 | Damoh | Damoh North | Bangaon | BANGAON | 11 KV Mudiya DL | Karaiya Ankh | KARIYA COLENY | 25 KVA | 532
2922 | Damoh | Damoh North | Bangaon | BANGAON | 11 KV Mudiya DL | Bari | KARIYA AANKH BASTI | 63 KVA | 524
2923 | Damoh | Damoh North | Bangaon | BANGAON | 11 KV Mudiya DL | Bari | AANKHKEDA BASTI | 100 KVA | 487
2924 | Damoh | Damoh North | Bangaon | BANGAON | 11 KV Mudiya DL | Bari | PANCHAYAT KE PASS | 63 KVA | 485
2925 | Damoh | Damoh North | Bangaon | BANGAON | 11 KV Mudiya DL | Bari | SCHOOL KE PASS | 25 KVA | 482
2926 | Damoh | Damoh North | Bangaon | BANGAON | 11 KV Mudiya DL | Karaiya Ankh | PETROL PUMP | 25 KVA | 458
2927 | Damoh | Damoh North | Bangaon | BANGAON | 11 KV Mudiya DL | Karaiya Ankh | AANKHKEDA HATTA ROAD | 63 KVA | 453
2928 | Damoh | Damoh North | Bangaon | BANGAON | 11 KV Mudiya DL | Imalijog | KHEJRA BASTI | 25 KVA | 746
2929 | Damoh | Damoh North | Bangaon | BANGAON | 11 KV Mudiya DL | Imalijog | MADIYA NAG | 63 KVA | 731
2930 | Damoh | Damoh North | Bangaon | BANGAON | 11 KV Mudiya Ag | Ankh Kheda | DEEPAK PRAJAPATI BANGAON 25 KVA | 25 KVA | 65
2931 | Damoh | Damoh North | Bangaon | BANGAON | 11 KV Mudiya Ag | Bamuriya Hatta | NIRMILA PATEL 25 KVA BANGAON | 25 KVA | 62
2932 | Damoh | Damoh North | Bangaon | BANGAON | 11 KV Mudiya Ag | Bamuriya Hatta | PRAJAPATI BANGAON 25 KVA | 25 KVA | 52
2933 | Damoh | Damoh North | Bangaon | BANGAON | 11 KV Mudiya Ag | Bamuriya Hatta | BILAI RODE STAND BANGAON | 100 KVA | 33
2934 | Damoh | Damoh North | Bangaon | BANGAON | 11 KV Mudiya Ag | Bamuriya Hatta | UMESH SHREE VASTAV BANGAON | 25 KVA | 32
2935 | Damoh | Damoh North | Bangaon | BANGAON | 11 KV Mudiya Ag | Bamuriya Hatta | ROOP CHAN JAIN BANGAON | 25 KVA | 22
2936 | Damoh | Damoh North | Bangaon | BANGAON | 11 KV Mudiya Ag | Bamuriya Hatta | PARSOTTAM PATEL BAONAGON 25 KVA | 25 KVA | 71
2937 | Damoh | Damoh North | Bangaon | BANGAON | 11 KV Mudiya Ag | Bamuriya Hatta | RISAB JAIN BAGAON 25 KVA | 25 KVA | 77
2938 | Damoh | Damoh North | Bangaon | BANGAON | 11 KV Mudiya Ag | Ankh Kheda | AASHOK JAIN BANGAON 25 KVA | 25 KVA | 95
2939 | Damoh | Damoh North | Bangaon | BANGAON | 11 KV Mudiya Ag | Ankh Kheda | JITENDRA YADAV BANGAON 25 KVA | 25 KVA | 98
2940 | Damoh | Damoh North | Bangaon | BANGAON | 11 KV Mudiya Ag | Ankh Kheda | KALU PRAJAPATI BANGAON | 25 KVA | 103
2941 | Damoh | Damoh North | Bangaon | BANGAON | 11 KV Mudiya Ag | Ankh Kheda | RAMPYARI PATEL AANKHKHEDA | 25 KVA | 118
2942 | Damoh | Damoh North | Bangaon | BANGAON | 11 KV Mudiya Ag | Ankh Kheda | DVKI PATEL AANKHKHEDA 25 KVA | 25 KVA | 129
2943 | Damoh | Damoh North | Bangaon | BANGAON | 11 KV Mudiya Ag | Ankh Kheda | JAMNA PATEL AANKHKHEDA 25 KVA | 25 KVA | 132
2944 | Damoh | Damoh North | Bangaon | BANGAON | 11 KV Mudiya Ag | Ankh Kheda | BENI PRASAD AANKKHEDA 25 KVA | 25 KVA | 138
2945 | Damoh | Damoh North | Bangaon | BANGAON | 11 KV Mudiya Ag | Ankh Kheda | OMKAR AANKHKEDA 25 KVA | 25 KVA | 145
2946 | Damoh | Damoh North | Bangaon | BANGAON | 11 KV Mudiya Ag | Ankh Kheda | HARIJAN WALA 25 KVA BAMURIYA | 25 KVA | 154
2947 | Damoh | Damoh North | Bangaon | BANGAON | 11 KV Mudiya Ag | Ankh Kheda | RAKESH KOSTA 25 KVA AANKHKHEDA | 25 KVA | 159
2948 | Damoh | Damoh North | Bangaon | BANGAON | 11 KV Mudiya Ag | Karaiya Ankh | 100 KVA AANKHKHEDA STAND | 100 KVA | 166
2949 | Damoh | Damoh North | Bangaon | BANGAON | 11 KV Mudiya Ag | Bari | 100 KVA NALA WALA AANKHKHEDA | 100 KVA | 179
2950 | Damoh | Damoh North | Bangaon | BANGAON | 11 KV Mudiya Ag | NO VILLAGE FOUND | DTR NOT TAGGED | 100 KVA | 194
2951 | Damoh | Damoh North | Bangaon | BANGAON | 11 KV Mudiya Ag | Karaiya Ankh | 25 KVA KARIYA RODE | 25 KVA | 201
2952 | Damoh | Damoh North | Bangaon | BANGAON | 11 KV Mudiya Ag | Bari | 100 KVA KARIYA AANKH BASTI | 100 KVA | 210
2953 | Damoh | Damoh North | Bangaon | BANGAON | 11 KV Mudiya Ag | Bari | 25 KVA MEVARAM WALA KARIYA AANKH | 25 KVA | 218
2954 | Damoh | Damoh North | Bangaon | BANGAON | 11 KV Mudiya Ag | Karaiya Ankh | 25 KVA HARIRAM HARIJAN KARIYA AANKH | 25 KVA | 232
2955 | Damoh | Damoh North | Bangaon | BANGAON | 11 KV Mudiya Ag | Karaiya Ankh | 25 KVA SEN WALI KARIYA HAR | 25 KVA | 242
2956 | Damoh | Damoh North | Bangaon | BANGAON | 11 KV Mudiya Ag | Karaiya Ankh | 25 KVA PARSOTTAM PRAJAPATI KARIYA HAR | 25 KVA | 247
2957 | Damoh | Damoh North | Bangaon | BANGAON | 11 KV Mudiya Ag | Khejra Modi | 25 KVA RAGHUVAR KURMI KARIYA HAR | 25 KVA | 254
2958 | Damoh | Damoh North | Bangaon | BANGAON | 11 KV Mudiya Ag | Karaiya Ankh | 25 KVA RADHA CHOUBEY KARIYA HAR | 25 KVA | 262
2959 | Damoh | Damoh North | Bangaon | BANGAON | 11 KV Mudiya Ag | Karaiya Ankh | 25 KVA RAJKUMAR SAHU KARIYA HAR | 25 KVA | 267
2960 | Damoh | Damoh North | Bangaon | BANGAON | 11 KV Mudiya Ag | Karaiya Ankh | KAMLA PRASAD AANKHEDA 25 KVA | 25 KVA | 272
2961 | Damoh | Damoh North | Bangaon | BANGAON | 11 KV Mudiya Ag | Mudiya | 25 KVA KANCHEDI WALA MUDIYA | 25 KVA | 283
2962 | Damoh | Damoh North | Bangaon | BANGAON | 11 KV Mudiya Ag | Mudiya | 25 KVA NINDU HARIJAN MUDIYA | 25 KVA | 288
2963 | Damoh | Damoh North | Bangaon | BANGAON | 11 KV Mudiya Ag | Mudiya | 63 KVA ISWER PATEL MUDIYA | 25 KVA | 290
2964 | Damoh | Damoh North | Bangaon | BANGAON | 11 KV Mudiya Ag | Mudiya | 25 KVA KUAKHEKEDA RODE WALA MUDIYA | 25 KVA | 301
2965 | Damoh | Damoh North | Bangaon | BANGAON | 11 KV Mudiya Ag | Mudiya | 25 KVA AMBIKA MAHARAJ WALA MUDIYA | 25 KVA | 312
2966 | Damoh | Damoh North | Bangaon | BANGAON | 11 KV Mudiya Ag | NO VILLAGE FOUND | DTR NOT TAGGED | 25 KVA | 313
2967 | Damoh | Damoh North | Bangaon | BANGAON | 11 KV Mudiya Ag | Bhodal Khedi | 100 KVA MASHAB WALA TAGAR MUDIYA | 25 KVA | 320
2968 | Damoh | Damoh North | Bangaon | BANGAON | 11 KV Mudiya Ag | Palar Singhi | 25 KVA PUSPENDRA PATEL MUDIYA | 25 KVA | 337
2969 | Damoh | Damoh North | Bangaon | BANGAON | 11 KV Mudiya Ag | Palar Singhi | 25 KVA PUSPARANI MUDIYA | 25 KVA | 342
2970 | Damoh | Damoh North | Bangaon | BANGAON | 11 KV Mudiya Ag | Palar Singhi | 25 KVA SIMARIYA MANDIR WALA MUDIYA | 25 KVA | 349
2971 | Damoh | Damoh North | Bangaon | BANGAON | 11 KV Mudiya Ag | Mudiya | 25 KVA SUSEEL PALIWAL BARI RODE | 25 KVA | 377
2972 | Damoh | Damoh North | Bangaon | BANGAON | 11 KV Mudiya Ag | Amoda | 25 KVA JHUNNI LAL PATEL MUDIYA | 25 KVA | 389
2973 | Damoh | Damoh North | Bangaon | BANGAON | 11 KV Mudiya Ag | Amoda | 25 KVA SYAMRANI PATEL BARI | 25 KVA | 395
2974 | Damoh | Damoh North | Bangaon | BANGAON | 11 KV Mudiya Ag | Amoda | 100 KVA PRATAP PATEL HAR BARI | 100 KVA | 403
2975 | Damoh | Damoh North | Bangaon | BANGAON | 11 KV Mudiya Ag | Bari | 25 KVA PRATAP PATEL BARI | 25 KVA | 409
2976 | Damoh | Damoh North | Bangaon | BANGAON | 11 KV Mudiya Ag | Bari | 25 KVA KESAVRAM PATEL BARI | 25 KVA | 417
2977 | Damoh | Damoh North | Bangaon | BANGAON | 11 KV Mudiya Ag | Padrai | 63 KVA PADRAI | 63 KVA | 436
2978 | Damoh | Damoh North | Bangaon | BANGAON | 11 KV Mudiya Ag | Amoda | 100 KVA BARI GRAM KE BAHAR | 100 KVA | 437
2979 | Damoh | Damoh North | Bangaon | BANGAON | 11 KV Mudiya Ag | Bari | 63 KVA DATLA HAR NADI KE PASS BADAGAON | 63 KVA | 460
2980 | Damoh | Damoh North | Bangaon | BANGAON | 11 KV Mudiya Ag | Badagaon | 100 KVA NADI WALA BADAGON | 100 KVA | 465
2981 | Damoh | Damoh North | Bangaon | BANGAON | 11 KV Mudiya Ag | Badagaon | 25 KVA BUDHE JAIN BADAGAON | 25 KVA | 477
2982 | Damoh | Damoh North | Bangaon | BANGAON | 11 KV Mudiya Ag | Badagaon | 100 KVA TEELE WALA BADAGAON | 100 KVA | 480
2983 | Damoh | Damoh North | Bangaon | BANGAON | 11 KV Mudiya Ag | Badagaon | 25 KVA BHAIJAN BADAGAON | 25 KVA | 487
2984 | Damoh | Damoh North | Bangaon | BANGAON | 11 KV Mudiya Ag | Amoda | 100 KVA NADI KE PASS KHEJRA | 100 KVA | 508
2985 | Damoh | Damoh North | Bangaon | BANGAON | 11 KV Mudiya Ag | Padrai | 63 KVA KHEJRA HAR | 63 KVA | 509
2986 | Damoh | Damoh North | Bangaon | BANGAON | 11 KV Mudiya Ag | Imalijog | PIYUS THAKUR WALA KHEJRA | 25 KVA | 515
2987 | Damoh | Damoh North | Bangaon | BANGAON | 11 KV Mudiya Ag | Imalijog | KAMLESH WALA 25 KAV KHEJRA | 25 KVA | 530
2988 | Damoh | Damoh North | Bangaon | BANGAON | 11 KV Mudiya Ag | Imalijog | 63 KVA KHAJRI WALA | 100 KVA | 533
2989 | Damoh | Damoh North | Bangaon | BANGAON | 11 KV Mudiya Ag | Imalijog | 25 KVA MOHAN WALA KHEJRA | 25 KVA | 538
2990 | Damoh | Damoh North | Bangaon | BANGAON | 11 KV Mudiya Ag | Imalijog | 25 KVA RAMPURA BASTI | 25 KVA | 544
2991 | Damoh | Damoh North | Bangaon | BANGAON | 11 KV Mudiya Ag | Khejra Kalan | 25 KVA GIRWAR WALA KHEJRA | 25 KVA | 549
2992 | Damoh | Damoh North | Bangaon | BANGAON | 11 KV Mudiya Ag | Khejra Kalan | MADIYA BASTI 25 KVA | 25 KVA | 553
2993 | Damoh | Damoh North | Bangaon | BANGAON | 11 KV Mudiya Ag | Khejra Kalan | BABU WALI 25 KVA MADIYA | 25 KVA | 563
2994 | Damoh | Damoh North | Bangaon | BANGAON | 11 KV Mudiya Ag | Khejra Kalan | SANKAR WALI 25 KVA MADIYA | 25 KVA | 567
2995 | Damoh | Damoh North | Bangaon | BANGAON | 11 KV Mudiya Ag | Khejra Kalan | MADIYA BASTI 100 KVA | 100 KVA | 570
2996 | Damoh | Damoh North | Bangaon | BANGAON | 11 KV Mudiya Ag | Khejra Kalan | BALVEER 25 KVA MADIYA | 25 KVA | 573
2997 | Damoh | Damoh North | Bangaon | BANGAON | 11 KV Mudiya Ag | Madiya Narsinghgarh | 25 KVA BHAGWAT MADIYA | 25 KVA | 574
2998 | Damoh | Damoh North | Bangaon | BANGAON | 11 KV Mudiya Ag | Madiya Narsinghgarh | 25 KVA UJYAR SINGH MADIYA | 25 KVA | 580
2999 | Damoh | Damoh North | Bangaon | BANGAON | 11 KV Mudiya Ag | Madiya Narsinghgarh | 25 KVA BALRAM SAHU MADIYA | 25 KVA | 583
3000 | Damoh | Damoh North | Bangaon | BANGAON | 11 KV Mudiya Ag | Madiya Narsinghgarh | 25 KVA BHAGWAT WALA MADIYA | 25 KVA | 587
3001 | Damoh | Damoh North | Bangaon | BANGAON | 11 KV Mudiya Ag | Madiya Narsinghgarh | 25 KVA KOMAL SHAU MADIYA | 25 KVA | 589
3002 | Damoh | Damoh North | Bangaon | BANGAON | 11 KV Mudiya Ag | Imalijog | 25 KVA PIYUS THAKU WALA KHEJRA | 25 KVA | 597
3003 | Damoh | Damoh North | Bangaon | BANGAON | 11 KV Mudiya Ag | Imalijog | JITTU THAKUR KHEJRA | 25 KVA | 602
3004 | Damoh | Damoh North | Bangaon | BANGAON | 11 KV Mudiya Ag | Imalijog | RAJJU WALA 63 KAV KHEJRA | 63 KVA | 605
3005 | Damoh | Damoh North | Batiagarh | BATIAGARH | 11 KV Batiagarh DL | Batiyagarh | BATIYAGARH SORYANA WALA | 63 KVA | 197
3006 | Damoh | Damoh North | Batiagarh | BATIAGARH | 11 KV Batiagarh DL | Batiyagarh | BATIYAGARH CHANDI MATA WALA | 25 KVA | 194
3007 | Damoh | Damoh North | Batiagarh | BATIAGARH | 11 KV Batiagarh DL | Batiyagarh | BATIYAGARH KARKE MOHALLA WALA | 25 KVA | 189
3008 | Damoh | Damoh North | Batiagarh | BATIAGARH | 11 KV Batiagarh DL | Batiyagarh | BATIYAGARH TANKI KE PASS WALA | 25 KVA | 184
3009 | Damoh | Damoh North | Batiagarh | BATIAGARH | 11 KV Batiagarh DL | Batiyagarh | BATIYAGARH COLLAGE WALA | 25 KVA | 177
3010 | Damoh | Damoh North | Batiagarh | BATIAGARH | 11 KV Batiagarh DL | Batiyagarh | BATIYAGARH BIDI CONOLI | 25 KVA | 166
3011 | Damoh | Damoh North | Batiagarh | BATIAGARH | 11 KV Batiagarh DL | Batiyagarh | BATIYAGARH TALAB HAAR | 63 KVA | 160
3012 | Damoh | Damoh North | Batiagarh | BATIAGARH | 11 KV Batiagarh DL | Batiyagarh | BATIYAGARH COLLEGE KE PASS | 63 KVA | 159
3013 | Damoh | Damoh North | Batiagarh | BATIAGARH | 11 KV Batiagarh DL | Batiyagarh | BATIYAGARH BASTI | 25 KVA | 150
3014 | Damoh | Damoh North | Batiagarh | BATIAGARH | 11 KV Batiagarh DL | Batiyagarh | BATIYAGARH DULHADEV WALA | 25 KVA | 145
3015 | Damoh | Damoh North | Batiagarh | BATIAGARH | 11 KV Batiagarh DL | Batiyagarh | BATIYAGARH BASOR WALA | 100 KVA | 141
3016 | Damoh | Damoh North | Batiagarh | BATIAGARH | 11 KV Batiagarh DL | Batiyagarh | BATIYAGARH TATAINICOM | 25 KVA | 135
3017 | Damoh | Damoh North | Batiagarh | BATIAGARH | 11 KV Batiagarh DL | Batiyagarh | GHANSHAYAMPURA TORI WALA | 25 KVA | 127
3018 | Damoh | Damoh North | Batiagarh | BATIAGARH | 11 KV Batiagarh DL | Ghanshyam Pura | GHANSHAYAMPURA AIRTEL WALA | 25 KVA | 125
3019 | Damoh | Damoh North | Batiagarh | BATIAGARH | 11 KV Batiagarh DL | Ghanshyam Pura | GHANSHAYAMPURA HARSIDDHI MATA WALA | 25 KVA | 120
3020 | Damoh | Damoh North | Batiagarh | BATIAGARH | 11 KV Batiagarh DL | Ghanshyam Pura | GHANSHAYAMPURA TORE MOHHALLLA WALA | 25 KVA | 118
3021 | Damoh | Damoh North | Batiagarh | BATIAGARH | 11 KV Batiagarh DL | Ghanshyam Pura | GHANSHAYAMPURA TAHSIL CONOLI WALA | 25 KVA | 116
3022 | Damoh | Damoh North | Batiagarh | BATIAGARH | 11 KV Batiagarh DL | Ghanshyam Pura | GHANSHAYAMPURA MORDAN SCHOOL WALA | 25 KVA | 115
3023 | Damoh | Damoh North | Batiagarh | BATIAGARH | 11 KV Batiagarh DL | Batiyagarh | GHANSHAYAMPURA MANDI WALA | 25 KVA | 113
3024 | Damoh | Damoh North | Batiagarh | BATIAGARH | 11 KV Batiagarh DL | Ghanshyam Pura | GHANSHAYAMPURA RAMGOPAL WALA | 25 KVA | 109
3025 | Damoh | Damoh North | Batiagarh | BATIAGARH | 11 KV Batiagarh DL | Batiyagarh | BATIYAGARH LOK SEWA KE | 63 KVA | 106
3026 | Damoh | Damoh North | Batiagarh | BATIAGARH | 11 KV Batiagarh DL | Ghanshyam Pura | GHANSHAYAMPURA CHUNMUN SAHU | 25 KVA | 104
3027 | Damoh | Damoh North | Batiagarh | BATIAGARH | 11 KV Batiagarh DL | Batiyagarh | BATIYAGARH BSNL OFFICE KE PASS | 25 KVA | 100
3028 | Damoh | Damoh North | Batiagarh | BATIAGARH | 11 KV Batiagarh DL | Ghanshyam Pura | GHANSHAYAMPURA MRADA PARIKSHAN WALA | 25 KVA | 98
3029 | Damoh | Damoh North | Batiagarh | BATIAGARH | 11 KV Batiagarh DL | Ghanshyam Pura | GHANSHAYAMPURA RILAINCE WALA | 25 KVA | 96
3030 | Damoh | Damoh North | Batiagarh | BATIAGARH | 11 KV Batiagarh DL | Batiyagarh | GHANSHYAMPURA MANDI WALA | 25 KVA | 86
3031 | Damoh | Damoh North | Batiagarh | BATIAGARH | 11 KV Batiagarh DL | Ghanshyam Pura | GHANSHAYAMPURA BABA SAB WALA | 100 KVA | 80
3032 | Damoh | Damoh North | Batiagarh | BATIAGARH | 11 KV Batiagarh DL | Ghanshyam Pura | GHANSHAYAMPURA MAJHAR WALA | 25 KVA | 79
3033 | Damoh | Damoh North | Batiagarh | BATIAGARH | 11 KV Batiagarh DL | Neem Kheda Tikri | BATIYAGARH NEEMKHEDA WALA- 2 | 63 KVA | 71
3034 | Damoh | Damoh North | Batiagarh | BATIAGARH | 11 KV Batiagarh DL | Batiyagarh | BATIYAGARH NEEMKHEDA WALA | 25 KVA | 67
3035 | Damoh | Damoh North | Batiagarh | BATIAGARH | 11 KV Batiagarh DL | Batiyagarh | BATIYAGARH BALWANT SINGH WALA | 25 KVA | 66
3036 | Damoh | Damoh North | Batiagarh | BATIAGARH | 11 KV Batiagarh DL | Batiyagarh | BATIYAGARH RAMNATH DAU WALA | 100 KVA | 59
3037 | Damoh | Damoh North | Batiagarh | BATIAGARH | 11 KV Batiagarh DL | Batiyagarh | BATIYAGARH SEETARAM BABBA WALA | 100 KVA | 53
3038 | Damoh | Damoh North | Batiagarh | BATIAGARH | 11 KV Batiagarh DL | Batiyagarh | BATIYAGARH SEETARAM BABBA WALA - 2 | 100 KVA | 52
3039 | Damoh | Damoh North | Batiagarh | BATIAGARH | 11 KV Batiagarh DL | Batiyagarh | BATIYAGARH TEEKARAM SAHU WALA | 25 KVA | 48
3040 | Damoh | Damoh North | Batiagarh | BATIAGARH | 11 KV Batiagarh DL | Batiyagarh | BATIYAGARH SONI WALA | 25 KVA | 43
3041 | Damoh | Damoh North | Batiagarh | BATIAGARH | 11 KV Batiagarh DL | Batiyagarh | BATIYAGARH GAFALU WALA | 25 KVA | 40
3042 | Damoh | Damoh North | Batiagarh | BATIAGARH | 11 KV Batiagarh DL | Batiyagarh | BATIYAGARH CHARAN SINGH WALA | 63 KVA | 33
3043 | Damoh | Damoh North | Batiagarh | BATIAGARH | 11 KV Batiagarh DL | Batiyagarh | BATIYAGARH TAHSIL KE PAS -2 | 100 KVA | 26
3044 | Damoh | Damoh North | Batiagarh | BATIAGARH | 11 KV Batiagarh DL | Batiyagarh | BATIYAGARH BSNL OFFICE | 25 KVA | 25
3045 | Damoh | Damoh North | Batiagarh | BATIAGARH | 11 KV Batiagarh DL | Batiyagarh | BATIYAGARH TAHSIL KE PAS -1 | 25 KVA | 23
3046 | Damoh | Damoh North | Batiagarh | BATIAGARH | 11 KV Batiagarh DL | Batiyagarh | BATIYAGARH LOK SEWA KE | 25 KVA | 20
3047 | Damoh | Damoh North | Batiagarh | BATIAGARH | 11 KV Batiagarh DL | Batiyagarh | BATIYAGARH SABJI MANDI | 63 KVA | 18
3048 | Damoh | Damoh North | Batiagarh | BATIAGARH | 11 KV Batiagarh DL | NO VILLAGE FOUND | DTR NOT TAGGED | 25 KVA | 206
3049 | Damoh | Damoh North | Batiagarh | BATIAGARH | 11 KV Batiagarh DL | NO VILLAGE FOUND | DTR NOT TAGGED | 200 KVA | 204
3050 | Damoh | Damoh North | Batiagarh | BATIAGARH | 11 KV Batiagarh DL | NO VILLAGE FOUND | W/W SUPPLY WALA (KALARI KE PASS) | 25 KVA | 203
3051 | Damoh | Damoh North | Batiagarh | BATIAGARH | 11 KV Batiagarh DL | NO VILLAGE FOUND | W/W SUPPLY WALA (BAJAR)KE PASS) | 25 KVA | 202
3052 | Damoh | Damoh North | Batiagarh | BATIAGARH | 11 KV Batiagarh DL | NO VILLAGE FOUND | W/W SUPPLY WALA (GAFLU KE GHAR KE PASS)KE PASS) | 25 KVA | 201
3053 | Damoh | Damoh North | Batiagarh | BATIAGARH | 11 KV Batiagarh DL | Batiyagarh | BATIYAGARH BASTI | 100 KVA | 200
3054 | Damoh | Damoh North | Batiagarh | BATIAGARH | 11 KV Batiagarh DL | Batiyagarh | BATIYAGARH BAJAR WALA | 200 KVA | 199
3055 | Damoh | Damoh North | Batiagarh | BATIAGARH | 11 KV Anjni AG | Ghanshyam Pura | PATHAK WALA | 25 KVA | 49
3056 | Damoh | Damoh North | Batiagarh | BATIAGARH | 11 KV Anjni AG | Ghanshyam Pura | CHHOTE SINGH | 25 KVA | 43
3057 | Damoh | Damoh North | Batiagarh | BATIAGARH | 11 KV Anjni AG | Ghanshyam Pura | AARTI RANI WALA | 25 KVA | 35
3058 | Damoh | Damoh North | Batiagarh | BATIAGARH | 11 KV Anjni AG | Basiya | BAMANPURA HAAR WALA | 25 KVA | 32
3059 | Damoh | Damoh North | Batiagarh | BATIAGARH | 11 KV Anjni AG | Basiya | HIMMATPURA BHAIJAN | 16 KVA | 65
3060 | Damoh | Damoh North | Batiagarh | BATIAGARH | 11 KV Anjni AG | Mahuwat | GANDHARV SINGH WALA | 63 KVA | 78
3061 | Damoh | Damoh North | Batiagarh | BATIAGARH | 11 KV Anjni AG | Mahuwat | AJAY SINGH | 100 KVA | 83
3062 | Damoh | Damoh North | Batiagarh | BATIAGARH | 11 KV Anjni AG | Mahuwat | RATNESH | 16 KVA | 91
3063 | Damoh | Damoh North | Batiagarh | BATIAGARH | 11 KV Anjni AG | Mahuwat | TEERATH | 25 KVA | 92
3064 | Damoh | Damoh North | Batiagarh | BATIAGARH | 11 KV Anjni AG | Mahuwat | PARSOTTAM WALA | 25 KVA | 108
3065 | Damoh | Damoh North | Batiagarh | BATIAGARH | 11 KV Anjni AG | Mahuwat | MAHUWAT DWARKA WALA | 25 KVA | 109
3066 | Damoh | Damoh North | Batiagarh | BATIAGARH | 11 KV Anjni AG | Mahuwat | SHANKAR WALA | 100 KVA | 126
3067 | Damoh | Damoh North | Batiagarh | BATIAGARH | 11 KV Anjni AG | Mahuwat | RAJA WALA | 16 KVA | 131
3068 | Damoh | Damoh North | Batiagarh | BATIAGARH | 11 KV Anjni AG | Mahuwat | RANMAT | 25 KVA | 136
3069 | Damoh | Damoh North | Batiagarh | BATIAGARH | 11 KV Anjni AG | Agara | KALU WALA | 100 KVA | 145
3070 | Damoh | Damoh North | Batiagarh | BATIAGARH | 11 KV Anjni AG | Neem Kheda Tikri | BHAGWAT WALA | 25 KVA | 156
3071 | Damoh | Damoh North | Batiagarh | BATIAGARH | 11 KV Anjni AG | Neem Kheda Tikri | DHORAJ WALA | 16 KVA | 159
3072 | Damoh | Damoh North | Batiagarh | BATIAGARH | 11 KV Anjni AG | Neem Kheda Tikri | MAHESH WALA | 25 KVA | 161
3073 | Damoh | Damoh North | Batiagarh | BATIAGARH | 11 KV Anjni AG | Neem Kheda Tikri | PARATP SINGH | 25 KVA | 165
3074 | Damoh | Damoh North | Batiagarh | BATIAGARH | 11 KV Anjni AG | Neem Kheda Tikri | CHANDU WALA | 25 KVA | 167
3075 | Damoh | Damoh North | Batiagarh | BATIAGARH | 11 KV Anjni AG | Neem Kheda Tikri | MASAB WALA | 25 KVA | 172
3076 | Damoh | Damoh North | Batiagarh | BATIAGARH | 11 KV Anjni AG | Neem Kheda Tikri | KESHAR BAI | 25 KVA | 176
3077 | Damoh | Damoh North | Batiagarh | BATIAGARH | 11 KV Anjni AG | Ghurata | HARIGOVIND | 25 KVA | 180
3078 | Damoh | Damoh North | Batiagarh | BATIAGARH | 11 KV Anjni AG | Mahuwat | RAMUA PAL | 25 KVA | 184
3079 | Damoh | Damoh North | Batiagarh | BATIAGARH | 11 KV Anjni AG | Mahuwat | UTTAM SINGH | 63 KVA | 200
3080 | Damoh | Damoh North | Batiagarh | BATIAGARH | 11 KV Anjni AG | Mahuwat | RAMSINGH | 100 KVA | 209
3081 | Damoh | Damoh North | Batiagarh | BATIAGARH | 11 KV Anjni AG | Mahuwat | NANNEBHAI | 25 KVA | 217
3082 | Damoh | Damoh North | Batiagarh | BATIAGARH | 11 KV Anjni AG | Mahuwat | BHOOPAT SINGH | 25 KVA | 220
3083 | Damoh | Damoh North | Batiagarh | BATIAGARH | 11 KV Anjni AG | Mahuwat | DEEPCHANDR | 16 KVA | 221
3084 | Damoh | Damoh North | Batiagarh | BATIAGARH | 11 KV Anjni AG | Mahuwat | SATBARIYA | 25 KVA | 224
3085 | Damoh | Damoh North | Batiagarh | BATIAGARH | 11 KV Anjni AG | Agara | SATEIYA | 25 KVA | 235
3086 | Damoh | Damoh North | Batiagarh | BATIAGARH | 11 KV Anjni AG | Anjani | RAJKUMAR | 100 KVA | 248
3087 | Damoh | Damoh North | Batiagarh | BATIAGARH | 11 KV Anjni AG | Agara | RAJKUMAR MAHARAJ | 25 KVA | 262
3088 | Damoh | Damoh North | Batiagarh | BATIAGARH | 11 KV Anjni AG | Agara | GADRIYA WALA | 63 KVA | 284
3089 | Damoh | Damoh North | Batiagarh | BATIAGARH | 11 KV Anjni AG | Agara | DEELIP SINGH | 25 KVA | 285
3090 | Damoh | Damoh North | Batiagarh | BATIAGARH | 11 KV Anjni AG | Agara | ROOPNARAYAN | 25 KVA | 288
3091 | Damoh | Damoh North | Batiagarh | BATIAGARH | 11 KV Anjni AG | Agara | KALYAN SINGH | 25 KVA | 289
3092 | Damoh | Damoh North | Batiagarh | BATIAGARH | 11 KV Anjni AG | Agara | MANGAL DAAKOO | 25 KVA | 296
3093 | Damoh | Damoh North | Batiagarh | BATIAGARH | 11 KV Anjni AG | Agara | SACHIV | 25 KVA | 304
3094 | Damoh | Damoh North | Batiagarh | BATIAGARH | 11 KV Anjni AG | Agara | VIJAY | 25 KVA | 308
3095 | Damoh | Damoh North | Batiagarh | BATIAGARH | 11 KV Anjni AG | Agara | KOTHAA WALE | 63 KVA | 315
3096 | Damoh | Damoh North | Batiagarh | BATIAGARH | 11 KV Anjni AG | Agara | VEER SINGH | 25 KVA | 318
3097 | Damoh | Damoh North | Batiagarh | BATIAGARH | 11 KV Anjni AG | Agara | PARSARAM | 25 KVA | 321
3098 | Damoh | Damoh North | Batiagarh | BATIAGARH | 11 KV Anjni AG | Agara | HAKAM SINGH | 63 KVA | 328
3099 | Damoh | Damoh North | Batiagarh | BATIAGARH | 11 KV Anjni AG | Agara | AANANDI AHIRWAR | 25 KVA | 342
3100 | Damoh | Damoh North | Batiagarh | BATIAGARH | 11 KV Anjni AG | Mahuwat | KAMAL RANI | 25 KVA | 345
3101 | Damoh | Damoh North | Batiagarh | BATIAGARH | 11 KV Anjni AG | Agara | BAHERIYA HAAR | 25 KVA | 357
3102 | Damoh | Damoh North | Batiagarh | BATIAGARH | 11 KV Anjni AG | Mahuwat | BAHERIYA HAAR | 25 KVA | 359
3103 | Damoh | Damoh North | Batiagarh | BATIAGARH | 11 KV Anjni AG | Agara | BAHERIYA HAAR | 25 KVA | 363
3104 | Damoh | Damoh North | Batiagarh | BATIAGARH | 11 KV Anjni AG | Agara | BAHERIYA HAAR | 25 KVA | 369
3105 | Damoh | Damoh North | Batiagarh | BATIAGARH | 11 KV Anjni AG | Agara | BAHERIYA HAAR | 25 KVA | 371
3106 | Damoh | Damoh North | Batiagarh | BATIAGARH | 11 KV Anjni AG | Mahuwat | BAHERIYA HAAR | 25 KVA | 375
3107 | Damoh | Damoh North | Batiagarh | BATIAGARH | 11 KV Anjni AG | Agara | CHAUDHARI | 25 KVA | 376
3108 | Damoh | Damoh North | Batiagarh | BATIAGARH | 11 KV Anjni AG | Agara | HHABIB WALA | 25 KVA | 383
3109 | Damoh | Damoh North | Batiagarh | BATIAGARH | 11 KV Anjni AG | Agara | PARJAPATI WALA | 25 KVA | 385
3110 | Damoh | Damoh North | Batiagarh | BATIAGARH | 11 KV Anjni AG | Agara | PAPPU BADGAIYA | 25 KVA | 387
3111 | Damoh | Damoh North | Batiagarh | BATIAGARH | 11 KV Anjni AG | Agara | DUBAY CHENU | 25 KVA | 393
3112 | Damoh | Damoh North | Batiagarh | BATIAGARH | 11 KV Anjni AG | Agara | SANJU | 25 KVA | 398
3113 | Damoh | Damoh North | Batiagarh | BATIAGARH | 11 KV Anjni AG | Agara | MODI WALA | 25 KVA | 402
3114 | Damoh | Damoh North | Batiagarh | BATIAGARH | 11 KV Anjni AG | Agara | PATEL WALA | 25 KVA | 403
3115 | Damoh | Damoh North | Batiagarh | BATIAGARH | 11 KV Anjni AG | Agara | PRJAPATI WALA | 25 KVA | 405
3116 | Damoh | Damoh North | Batiagarh | BATIAGARH | 11 KV Anjni AG | Agara | VIJAY | 25 KVA | 407
3117 | Damoh | Damoh North | Batiagarh | BATIAGARH | 11 KV Anjni AG | Agara | ROOPKISHOR UDENIYA | 25 KVA | 415
3118 | Damoh | Damoh North | Batiagarh | BATIAGARH | 11 KV Anjni AG | Agara | GUDDAN WALA | 25 KVA | 421
3119 | Damoh | Damoh North | Batiagarh | BATIAGARH | 11 KV Anjni AG | Agara | MASAB | 25 KVA | 424
3120 | Damoh | Damoh North | Batiagarh | BATIAGARH | 11 KV Anjni AG | Agara | RAJKUMAR | 25 KVA | 426
3121 | Damoh | Damoh North | Batiagarh | BATIAGARH | 11 KV Anjni AG | Agara | ANJANI VIMAL JAIN | 25 KVA | 437
3122 | Damoh | Damoh North | Batiagarh | BATIAGARH | 11 KV Anjni AG | Bandha | ANJANI AJJU PATHAK | 25 KVA | 445
3123 | Damoh | Damoh North | Batiagarh | BATIAGARH | 11 KV Anjni AG | Bandha | ANJANI DEVI SINGH | 25 KVA | 447
3124 | Damoh | Damoh North | Batiagarh | BATIAGARH | 11 KV Anjni AG | Bandha | ANJANI MILAN | 25 KVA | 452
3125 | Damoh | Damoh North | Batiagarh | BATIAGARH | 11 KV Anjni AG | Bandha | ANJANI PUSPENDRA | 25 KVA | 456
3126 | Damoh | Damoh North | Batiagarh | BATIAGARH | 11 KV Anjni AG | Agara | ANJANI MANOJ NAYAK | 25 KVA | 461
3127 | Damoh | Damoh North | Batiagarh | BATIAGARH | 11 KV Anjni AG | Agara | ANJANI NARENDR NAYAK | 25 KVA | 463
3128 | Damoh | Damoh North | Batiagarh | BATIAGARH | 11 KV Anjni AG | Agara | ANJANI PRAKASH | 25 KVA | 471
3129 | Damoh | Damoh North | Batiagarh | BATIAGARH | 11 KV Anjni AG | Agara | ANJANI HALKAI | 25 KVA | 477
3130 | Damoh | Damoh North | Batiagarh | BATIAGARH | 11 KV Anjni AG | Agara | RAJKUMAR | 25 KVA | 479
3131 | Damoh | Damoh North | Batiagarh | BATIAGARH | 11 KV Anjni AG | Agara | ANJANI RAJJU RAJA | 25 KVA | 484
3132 | Damoh | Damoh North | Batiagarh | BATIAGARH | 11 KV Anjni AG | Agara | PATEL WALA | 25 KVA | 487
3133 | Damoh | Damoh North | Batiagarh | BATIAGARH | 11 KV Anjni AG | Agara | ANJANI BRAJENDR | 25 KVA | 491
3134 | Damoh | Damoh North | Batiagarh | BATIAGARH | 11 KV Anjni AG | Agara | ANJANI LAKAHN RAJAK | 25 KVA | 492
3135 | Damoh | Damoh North | Batiagarh | BATIAGARH | 11 KV Anjni AG | Agara | ANJANI RAJESH | 25 KVA | 496
3136 | Damoh | Damoh North | Batiagarh | BATIAGARH | 11 KV Anjni AG | Agara | ANJANI LAXMAN | 25 KVA | 498
3137 | Damoh | Damoh North | Batiagarh | BATIAGARH | 11 KV Anjni AG | Agara | ANJANI SAHAB SINGH | 25 KVA | 500
3138 | Damoh | Damoh North | Batiagarh | BATIAGARH | 11 KV Anjni AG | Bandha | BELKHEDI HAAR | 25 KVA | 503
3139 | Damoh | Damoh North | Batiagarh | BATIAGARH | 11 KV Anjni AG | Bandha | BELKHEDI HAAR | 25 KVA | 506
3140 | Damoh | Damoh North | Batiagarh | BATIAGARH | 11 KV Anjni AG | Bandha | BELKHEDI BRAJESH | 63 KVA | 508
3141 | Damoh | Damoh North | Batiagarh | BATIAGARH | 11 KV Anjni AG | Bandha | BELKHEDI VIVEK | 25 KVA | 510
3142 | Damoh | Damoh North | Batiagarh | BATIAGARH | 11 KV Anjni AG | Bandha | BELKHEDI CHHOTE SINGH | 25 KVA | 514
3143 | Damoh | Damoh North | Batiagarh | BATIAGARH | 11 KV Anjni AG | Belkhedi | BELKHEDI HAAR | 25 KVA | 517
3144 | Damoh | Damoh North | Batiagarh | BATIAGARH | 11 KV Anjni AG | Bandha | BELKHEDI SWAMI WALA | 25 KVA | 525
3145 | Damoh | Damoh North | Batiagarh | BATIAGARH | 11 KV Anjni AG | Bandha | BELKHEDI AJJU PATHAK | 100 KVA | 536
3146 | Damoh | Damoh North | Batiagarh | BATIAGARH | 11 KV Anjni AG | Bandha | BELKHEDI SAJJU MAHARAJ | 100 KVA | 545
3147 | Damoh | Damoh North | Batiagarh | BATIAGARH | 11 KV Anjni AG | Bandha | BELKHEDI UDENIYA WALI | 25 KVA | 548
3148 | Damoh | Damoh North | Batiagarh | BATIAGARH | 11 KV Anjni AG | Bandha | BELKHEDI PATEL WALA | 25 KVA | 554
3149 | Damoh | Damoh North | Batiagarh | BATIAGARH | 11 KV Anjni AG | Bandha | BELKHEDI AANANTU MAHARAJ | 25 KVA | 561
3150 | Damoh | Damoh North | Batiagarh | BATIAGARH | 11 KV Anjni AG | Bandha | BELKHEDI RAMKUMAR DEVLIYA | 25 KVA | 566
3151 | Damoh | Damoh North | Batiagarh | BATIAGARH | 11 KV Anjni AG | Bandha | BELKHEDI RAMKUMAR | 25 KVA | 572
3152 | Damoh | Damoh North | Batiagarh | BATIAGARH | 11 KV Anjni AG | Bandha | BELKHEDI JALAM | 25 KVA | 576
3153 | Damoh | Damoh North | Batiagarh | BATIAGARH | 11 KV Anjni AG | Bandha | BELKHEDI PRAMED CHAOBEY | 25 KVA | 578
3154 | Damoh | Damoh North | Batiagarh | BATIAGARH | 11 KV Anjni AG | Bandha | BELKHEDI BIHARI | 25 KVA | 581
3155 | Damoh | Damoh North | Batiagarh | BATIAGARH | 11 KV Anjni AG | Bandha | BELKHEDI RAMSINGH | 16 KVA | 585
3156 | Damoh | Damoh North | Batiagarh | BATIAGARH | 11 KV Anjni AG | Bandha | BELKHEDI VINOD | 25 KVA | 590
3157 | Damoh | Damoh North | Batiagarh | BATIAGARH | 11 KV Anjni AG | Bandha | BELKHEDI SIRDHAR | 25 KVA | 592
3158 | Damoh | Damoh North | Batiagarh | BATIAGARH | 11 KV Anjni AG | Bandha | BELKHEDI KERAN SINGH | 25 KVA | 594
3159 | Damoh | Damoh North | Batiagarh | BATIAGARH | 11 KV Anjni AG | Bandha | BELKHEDI DARE | 25 KVA | 595
3160 | Damoh | Damoh North | Batiagarh | BATIAGARH | 11 KV Anjni AG | Belkhedi | BELKHEDI MITHLESH | 25 KVA | 610
3161 | Damoh | Damoh North | Batiagarh | BATIAGARH | 11 KV Anjni AG | Ghughas | BELKHEDI BHAIJAN -2 | 25 KVA | 613
3162 | Damoh | Damoh North | Batiagarh | BATIAGARH | 11 KV Anjni AG | Belkhedi | BELKHEDI LIMMARDAR | 25 KVA | 616
3163 | Damoh | Damoh North | Batiagarh | BATIAGARH | 11 KV Anjni AG | Belkhedi | BELKHEDI RAJAK | 25 KVA | 620
3164 | Damoh | Damoh North | Batiagarh | BATIAGARH | 11 KV Anjni AG | Belkhedi | BELKHEDI HAAR | 100 KVA | 628
3165 | Damoh | Damoh North | Batiagarh | BATIAGARH | 11 KV Anjni AG | Belkhedi | BELKHEDI JUGAL UDENIYA | 25 KVA | 632
3166 | Damoh | Damoh North | Batiagarh | BATIAGARH | 11 KV Anjni AG | Belkhedi | BELKHEDI NOOR | 25 KVA | 637
3167 | Damoh | Damoh North | Batiagarh | BATIAGARH | 11 KV Anjni AG | Belkhedi | BELKHEDI YADAV | 25 KVA | 641
3168 | Damoh | Damoh North | Batiagarh | BATIAGARH | 11 KV Anjni AG | Belkhedi | BELKHEDI HEMNAT | 25 KVA | 650
3169 | Damoh | Damoh North | Batiagarh | BATIAGARH | 11 KV Anjni AG | Belkhedi | BELKHEDI HAAR | 25 KVA | 651
3170 | Damoh | Damoh North | Batiagarh | BATIAGARH | 11 KV Anjni AG | Belkhedi | BELKHEDI GUDDAN | 25 KVA | 654
3171 | Damoh | Damoh North | Batiagarh | BATIAGARH | 11 KV Anjni AG | Belkhedi | BELKHEDI RANMAT | 25 KVA | 659
3172 | Damoh | Damoh North | Batiagarh | BATIAGARH | 11 KV Anjni AG | Belkhedi | BELKHEDI BHAIJAN | 25 KVA | 661
3173 | Damoh | Damoh North | Batiagarh | BATIAGARH | 11 KV Anjni DL | NO VILLAGE FOUND | SINGHPUR RAMESH WALA | 25 KVA | 1060
3174 | Damoh | Damoh North | Batiagarh | BATIAGARH | 11 KV Anjni DL | NO VILLAGE FOUND | THARYARTOLA BASTI | 100 KVA | 1047
3175 | Damoh | Damoh North | Batiagarh | BATIAGARH | 11 KV Anjni DL | NO VILLAGE FOUND | AMMAMOTA SABAL SINGH | 25 KVA | 1037
3176 | Damoh | Damoh North | Batiagarh | BATIAGARH | 11 KV Anjni DL | NO VILLAGE FOUND | MADHATOLA BASTI 25 KVA | 25 KVA | 1028
3177 | Damoh | Damoh North | Batiagarh | BATIAGARH | 11 KV Anjni DL | NO VILLAGE FOUND | SINGH VIRAM SINGH | 25 KVA | 1026
3178 | Damoh | Damoh North | Batiagarh | BATIAGARH | 11 KV Anjni DL | NO VILLAGE FOUND | SINGHPUR BHAAR SINGH | 25 KVA | 1021
3179 | Damoh | Damoh North | Batiagarh | BATIAGARH | 11 KV Anjni DL | NO VILLAGE FOUND | MADHATOLA BHAISINGH | 25 KVA | 1014
3180 | Damoh | Damoh North | Batiagarh | BATIAGARH | 11 KV Anjni DL | NO VILLAGE FOUND | MADHATOLA BASTI 100 KVA | 100 KVA | 1003
3181 | Damoh | Damoh North | Batiagarh | BATIAGARH | 11 KV Anjni DL | NO VILLAGE FOUND | BHAI SINGH WALA | 25 KVA | 994
3182 | Damoh | Damoh North | Batiagarh | BATIAGARH | 11 KV Anjni DL | NO VILLAGE FOUND | SHAHPURAMALL HARIJAN WALA | 25 KVA | 992
3183 | Damoh | Damoh North | Batiagarh | BATIAGARH | 11 KV Anjni DL | NO VILLAGE FOUND | SADPUR TALAB WALA | 25 KVA | 982
3184 | Damoh | Damoh North | Batiagarh | BATIAGARH | 11 KV Anjni DL | NO VILLAGE FOUND | SADPUR BSNL TOWER WALA | 25 KVA | 980
3185 | Damoh | Damoh North | Batiagarh | BATIAGARH | 11 KV Anjni DL | NO VILLAGE FOUND | SADPUR PANCHAYAT WALA | 25 KVA | 977
3186 | Damoh | Damoh North | Batiagarh | BATIAGARH | 11 KV Anjni DL | NO VILLAGE FOUND | SADPUR BHARAT WALA | 25 KVA | 973
3187 | Damoh | Damoh North | Batiagarh | BATIAGARH | 11 KV Anjni DL | NO VILLAGE FOUND | SADPUR HOSTEL WALA | 25 KVA | 972
3188 | Damoh | Damoh North | Batiagarh | BATIAGARH | 11 KV Anjni DL | NO VILLAGE FOUND | SADPUR SCHOOL WALA | 25 KVA | 971
3189 | Damoh | Damoh North | Batiagarh | BATIAGARH | 11 KV Anjni DL | NO VILLAGE FOUND | SADPUR BANJARA BASTI | 25 KVA | 970
3190 | Damoh | Damoh North | Batiagarh | BATIAGARH | 11 KV Anjni DL | NO VILLAGE FOUND | SADPUR CHOKI WALA | 25 KVA | 964
3191 | Damoh | Damoh North | Batiagarh | BATIAGARH | 11 KV Anjni DL | NO VILLAGE FOUND | SADPUR SEN WALA | 25 KVA | 962
3192 | Damoh | Damoh North | Batiagarh | BATIAGARH | 11 KV Anjni DL | NO VILLAGE FOUND | SADPUR HARIJAN BASTI RAJPURA ROAD | 25 KVA | 959
3193 | Damoh | Damoh North | Batiagarh | BATIAGARH | 11 KV Anjni DL | NO VILLAGE FOUND | SADPUR LAMANYAU WALA | 100 KVA | 948
3194 | Damoh | Damoh North | Batiagarh | BATIAGARH | 11 KV Anjni DL | NO VILLAGE FOUND | SADPUR HARIJAN BASTI 100 KVA | 100 KVA | 939
3195 | Damoh | Damoh North | Batiagarh | BATIAGARH | 11 KV Anjni DL | NO VILLAGE FOUND | SADPUR RELIANCE TOWER | 25 KVA | 938
3196 | Damoh | Damoh North | Batiagarh | BATIAGARH | 11 KV Anjni DL | NO VILLAGE FOUND | SADPUR SANTOSH MASAB WALA | 25 KVA | 936
3197 | Damoh | Damoh North | Batiagarh | BATIAGARH | 11 KV Anjni DL | NO VILLAGE FOUND | SADPUR HARIJAN BASTI 25 KVA | 25 KVA | 934
3198 | Damoh | Damoh North | Batiagarh | BATIAGARH | 11 KV Anjni DL | NO VILLAGE FOUND | SADPUR SETH WALA | 25 KVA | 927
3199 | Damoh | Damoh North | Batiagarh | BATIAGARH | 11 KV Anjni DL | NO VILLAGE FOUND | SADPUR AADIWASHI BASTI | 25 KVA | 924
3200 | Damoh | Damoh North | Batiagarh | BATIAGARH | 11 KV Anjni DL | NO VILLAGE FOUND | SADPUR GHASIRAM WALA | 25 KVA | 903
3201 | Damoh | Damoh North | Batiagarh | BATIAGARH | 11 KV Anjni DL | NO VILLAGE FOUND | SINGHPUR BASTI 63 KVA | 63 KVA | 883
3202 | Damoh | Damoh North | Batiagarh | BATIAGARH | 11 KV Anjni DL | NO VILLAGE FOUND | HIMMATPURA W/W WALA | 25 KVA | 877
3203 | Damoh | Damoh North | Batiagarh | BATIAGARH | 11 KV Anjni DL | NO VILLAGE FOUND | BELKHEDI PHE WALA | 25 KVA | 875
3204 | Damoh | Damoh North | Batiagarh | BATIAGARH | 11 KV Anjni DL | NO VILLAGE FOUND | ANJANI MOHIT NAYAK WALA | 25 KVA | 874
3205 | Damoh | Damoh North | Batiagarh | BATIAGARH | 11 KV Anjni DL | NO VILLAGE FOUND | ANJANI SCHOOL KE PASS | 25 KVA | 870
3206 | Damoh | Damoh North | Batiagarh | BATIAGARH | 11 KV Anjni DL | NO VILLAGE FOUND | ANJANI PHE-2 WALA | 25 KVA | 868
3207 | Damoh | Damoh North | Batiagarh | BATIAGARH | 11 KV Anjni DL | NO VILLAGE FOUND | ANJANI PHE WALA | 25 KVA | 862
3208 | Damoh | Damoh North | Batiagarh | BATIAGARH | 11 KV Anjni DL | NO VILLAGE FOUND | SHAHJADPURA PHE WALA | 25 KVA | 860
3209 | Damoh | Damoh North | Batiagarh | BATIAGARH | 11 KV Anjni DL | NO VILLAGE FOUND | MAHUWAT PATEL MOHALLA | 25 KVA | 858
3210 | Damoh | Damoh North | Batiagarh | BATIAGARH | 11 KV Anjni DL | NO VILLAGE FOUND | SINGHPUR BASTI 63 KVA | 63 KVA | 839
3211 | Damoh | Damoh North | Batiagarh | BATIAGARH | 11 KV Anjni DL | NO VILLAGE FOUND | HIMMATPURA PHE WALA | 25 KVA | 833
3212 | Damoh | Damoh North | Batiagarh | BATIAGARH | 11 KV Anjni DL | NO VILLAGE FOUND | BELKHEDI PHE WALA | 25 KVA | 831
3213 | Damoh | Damoh North | Batiagarh | BATIAGARH | 11 KV Anjni DL | NO VILLAGE FOUND | ANJANI MOHIT NAYAK WALA | 25 KVA | 830
3214 | Damoh | Damoh North | Batiagarh | BATIAGARH | 11 KV Anjni DL | NO VILLAGE FOUND | ANJANI SCHOOL KE PASS | 25 KVA | 826
3215 | Damoh | Damoh North | Batiagarh | BATIAGARH | 11 KV Anjni DL | NO VILLAGE FOUND | ANJANI PHE-2 WALA | 25 KVA | 824
3216 | Damoh | Damoh North | Batiagarh | BATIAGARH | 11 KV Anjni DL | NO VILLAGE FOUND | ANJANI PHE WALA | 25 KVA | 818
3217 | Damoh | Damoh North | Batiagarh | BATIAGARH | 11 KV Anjni DL | NO VILLAGE FOUND | SHAHJADPURA PHE WALA | 25 KVA | 816
3218 | Damoh | Damoh North | Batiagarh | BATIAGARH | 11 KV Anjni DL | NO VILLAGE FOUND | MAHUWAT PATEL MOHALLA | 25 KVA | 814
3219 | Damoh | Damoh North | Batiagarh | BATIAGARH | 11 KV Anjni DL | Mahuwat | BER WALA | 25 KVA | 809
3220 | Damoh | Damoh North | Batiagarh | BATIAGARH | 11 KV Anjni DL | Mahuwat | RAM SINGH WALA | 25 KVA | 796
3221 | Damoh | Damoh North | Batiagarh | BATIAGARH | 11 KV Anjni DL | Mahuwat | UTTAM SINGH | 25 KVA | 788
3222 | Damoh | Damoh North | Batiagarh | BATIAGARH | 11 KV Anjni DL | Mahuwat | SATBARIYA WALA | 25 KVA | 781
3223 | Damoh | Damoh North | Batiagarh | BATIAGARH | 11 KV Anjni DL | Agara | BAHERIYA NIRPAT WALA | 25 KVA | 770
3224 | Damoh | Damoh North | Batiagarh | BATIAGARH | 11 KV Anjni DL | Agara | BAHERIYA DILEEP SINGH WALA | 25 KVA | 759
3225 | Damoh | Damoh North | Batiagarh | BATIAGARH | 11 KV Anjni DL | Mahuwat | BAHERIYA DEVENDRA WALA | 25 KVA | 751
3226 | Damoh | Damoh North | Batiagarh | BATIAGARH | 11 KV Anjni DL | Mahuwat | BAHERIYA RAJU WALA | 25 KVA | 735
3227 | Damoh | Damoh North | Batiagarh | BATIAGARH | 11 KV Anjni DL | Anjani | AANJNI TAPRIYA RAJKUMAR | 25 KVA | 733
3228 | Damoh | Damoh North | Batiagarh | BATIAGARH | 11 KV Anjni DL | Anjani | AANJNI TAPRIYA IMRAT WALA | 25 KVA | 729
3229 | Damoh | Damoh North | Batiagarh | BATIAGARH | 11 KV Anjni DL | Agara | AANJANI HARIJAN WALA | 25 KVA | 724
3230 | Damoh | Damoh North | Batiagarh | BATIAGARH | 11 KV Anjni DL | Agara | BELKHEDI HAI SCHOOL WALA | 25 KVA | 721
3231 | Damoh | Damoh North | Batiagarh | BATIAGARH | 11 KV Anjni DL | Belkhedi | BELKHEDI HUKAM WALA | 25 KVA | 719
3232 | Damoh | Damoh North | Batiagarh | BATIAGARH | 11 KV Anjni DL | Belkhedi | BELKHEDI RAM LAL WALA | 25 KVA | 715
3233 | Damoh | Damoh North | Batiagarh | BATIAGARH | 11 KV Anjni DL | Belkhedi | BELKHEDI PANCHU PATEL | 25 KVA | 710
3234 | Damoh | Damoh North | Batiagarh | BATIAGARH | 11 KV Anjni DL | Belkhedi | BELKHEDI KHIRKA WALA | 25 KVA | 698
3235 | Damoh | Damoh North | Batiagarh | BATIAGARH | 11 KV Anjni DL | Belkhedi | BELKHEDI PHOOL SINGH MATE | 25 KVA | 691
3236 | Damoh | Damoh North | Batiagarh | BATIAGARH | 11 KV Anjni DL | Belkhedi | BELKHEDI TAPRIYA BHAIJAN WALA | 63 KVA | 683
3237 | Damoh | Damoh North | Batiagarh | BATIAGARH | 11 KV Anjni DL | Belkhedi | BELKHEDI WATER BOX | 25 KVA | 670
3238 | Damoh | Damoh North | Batiagarh | BATIAGARH | 11 KV Anjni DL | Belkhedi | BELKHEDI RAMSAJIVAN WALA | 25 KVA | 668
3239 | Damoh | Damoh North | Batiagarh | BATIAGARH | 11 KV Anjni DL | Belkhedi | BELKHEDI RANMAT WALA | 25 KVA | 664
3240 | Damoh | Damoh North | Batiagarh | BATIAGARH | 11 KV Anjni DL | Belkhedi | BELKHEDI RADHIKA RANI | 25 KVA | 663
3241 | Damoh | Damoh North | Batiagarh | BATIAGARH | 11 KV Anjni DL | Belkhedi | BELKHEDI BASTI | 100 KVA | 650
3242 | Damoh | Damoh North | Batiagarh | BATIAGARH | 11 KV Anjni DL | Agara | BELKHEDI SARPANCH WALA | 25 KVA | 648
3243 | Damoh | Damoh North | Batiagarh | BATIAGARH | 11 KV Anjni DL | Agara | BELKHEDI PATEL WALA | 25 KVA | 638
3244 | Damoh | Damoh North | Batiagarh | BATIAGARH | 11 KV Anjni DL | Agara | AANJANI AIRTEL TOWER WALA | 25 KVA | 635
3245 | Damoh | Damoh North | Batiagarh | BATIAGARH | 11 KV Anjni DL | Agara | AANJANI NAYAK WALA | 100 KVA | 631
3246 | Damoh | Damoh North | Batiagarh | BATIAGARH | 11 KV Anjni DL | Agara | AANJANI BASTI 1 | 100 KVA | 623
3247 | Damoh | Damoh North | Batiagarh | BATIAGARH | 11 KV Anjni DL | Agara | AANJANI PHE | 25 KVA | 624
3248 | Damoh | Damoh North | Batiagarh | BATIAGARH | 11 KV Anjni DL | Agara | AANJANI BASTI | 100 KVA | 618
3249 | Damoh | Damoh North | Batiagarh | BATIAGARH | 11 KV Anjni DL | Anjani | AANJANI COLONY | 25 KVA | 604
3250 | Damoh | Damoh North | Batiagarh | BATIAGARH | 11 KV Anjni DL | Neem Kheda Fatehpur | SHAHPURA BASTI | 25 KVA | 540
3251 | Damoh | Damoh North | Batiagarh | BATIAGARH | 11 KV Anjni DL | Kudanjani | MAKHNA WALA | 25 KVA | 528
3252 | Damoh | Damoh North | Batiagarh | BATIAGARH | 11 KV Anjni DL | Shahpura Mal | KUBER WALA | 25 KVA | 522
3253 | Damoh | Damoh North | Batiagarh | BATIAGARH | 11 KV Anjni DL | Shahpura Mal | AMMAMOTA KALU WALA | 25 KVA | 509
3254 | Damoh | Damoh North | Batiagarh | BATIAGARH | 11 KV Anjni DL | Shahpura Mal | SHAHPURAMAAL PUNIYA WALA | 63 KVA | 494
3255 | Damoh | Damoh North | Batiagarh | BATIAGARH | 11 KV Anjni DL | Sakari | CHOPDA SAB | 25 KVA | 470
3256 | Damoh | Damoh North | Batiagarh | BATIAGARH | 11 KV Anjni DL | Shahpura Mal | SHAPURAMAAL KANU WALA | 25 KVA | 465
3257 | Damoh | Damoh North | Batiagarh | BATIAGARH | 11 KV Anjni DL | Neem Kheda Fatehpur | DOL WALA | 25 KVA | 455
3258 | Damoh | Damoh North | Batiagarh | BATIAGARH | 11 KV Anjni DL | Neem Kheda Fatehpur | SAKRI BASTI | 25 KVA | 435
3259 | Damoh | Damoh North | Batiagarh | BATIAGARH | 11 KV Anjni DL | Neem Kheda Fatehpur | NEEMKHEDA BASTI | 25 KVA | 421
3260 | Damoh | Damoh North | Batiagarh | BATIAGARH | 11 KV Anjni DL | Neem Kheda Fatehpur | NEEMKHEDA RAI SAB WALA | 25 KVA | 417
3261 | Damoh | Damoh North | Batiagarh | BATIAGARH | 11 KV Anjni DL | Neem Kheda Fatehpur | NEEMKHEDA TOWER WALA | 25 KVA | 409
3262 | Damoh | Damoh North | Batiagarh | BATIAGARH | 11 KV Anjni DL | Neem Kheda Fatehpur | NEEMKHEDA SCHOOL WALA | 25 KVA | 398
3263 | Damoh | Damoh North | Batiagarh | BATIAGARH | 11 KV Anjni DL | Sagoni Fatehpur | SAGONI PATEL WALA | 25 KVA | 376
3264 | Damoh | Damoh North | Batiagarh | BATIAGARH | 11 KV Anjni DL | Geedan | GEEDAN RAJESH WALA | 25 KVA | 369
3265 | Damoh | Damoh North | Batiagarh | BATIAGARH | 11 KV Anjni DL | Geedan | GEEDAN BASTI WALA | 63 KVA | 347
3266 | Damoh | Damoh North | Batiagarh | BATIAGARH | 11 KV Anjni DL | Geedan | GEEDAN WATER BOX | 25 KVA | 340
3267 | Damoh | Damoh North | Batiagarh | BATIAGARH | 11 KV Anjni DL | Sagoni Fatehpur | SAGONI BANDA WALA | 25 KVA | 317
3268 | Damoh | Damoh North | Batiagarh | BATIAGARH | 11 KV Anjni DL | Mahuwat | SHAHJADPURA WATER BOX | 25 KVA | 187
3269 | Damoh | Damoh North | Batiagarh | BATIAGARH | 11 KV Anjni DL | Mahuwat | SHAHJADPURA BASTI | 25 KVA | 186
3270 | Damoh | Damoh North | Batiagarh | BATIAGARH | 11 KV Anjni DL | Mahuwat | SHAHJADPURA BASTI 1 | 25 KVA | 185
3271 | Damoh | Damoh North | Batiagarh | BATIAGARH | 11 KV Anjni DL | Mahuwat | RAJA KHAN WALA | 25 KVA | 169
3272 | Damoh | Damoh North | Batiagarh | BATIAGARH | 11 KV Anjni DL | Neem Kheda Tikri | MASAB WALA | 25 KVA | 168
3273 | Damoh | Damoh North | Batiagarh | BATIAGARH | 11 KV Anjni DL | Mahuwat | SHANKAR WALA | 25 KVA | 141
3274 | Damoh | Damoh North | Batiagarh | BATIAGARH | 11 KV Anjni DL | Mahuwat | KALU WALA | 25 KVA | 126
3275 | Damoh | Damoh North | Batiagarh | BATIAGARH | 11 KV Anjni DL | Mahuwat | PANDEY WALA | 25 KVA | 114
3276 | Damoh | Damoh North | Batiagarh | BATIAGARH | 11 KV Anjni DL | Ghanshyam Pura | GAUSADAN WALA | 25 KVA | 99
3277 | Damoh | Damoh North | Batiagarh | BATIAGARH | 11 KV Anjni DL | Ghanshyam Pura | NIMAN TIGDDA | 25 KVA | 89
3278 | Damoh | Damoh North | Batiagarh | BATIAGARH | 11 KV Anjni DL | Ghanshyam Pura | HIMMATPURA COLONY | 25 KVA | 79
3279 | Damoh | Damoh North | Batiagarh | BATIAGARH | 11 KV Anjni DL | Neem Kheda Tikri | HIMMATPURA PATEL WALA | 25 KVA | 77
3280 | Damoh | Damoh North | Batiagarh | BATIAGARH | 11 KV Anjni DL | Mahuwat | HIMMATPURA BASTI | 25 KVA | 66
3281 | Damoh | Damoh North | Batiagarh | BATIAGARH | 11 KV Anjni DL | Mahuwat | HIMMATPURA BASTI 1 | 63 KVA | 60
3282 | Damoh | Damoh North | Batiagarh | BATIAGARH | 11 KV Anjni DL | Basiya | BAMANPURA BASTI | 25 KVA | 34
3283 | Damoh | Damoh North | Batiagarh | BATIAGARH | 11 KV Anjni DL | NO VILLAGE FOUND | IMLIPURA BASTI | 63 KVA | 1108
3284 | Damoh | Damoh North | Batiagarh | BATIAGARH | 11 KV Anjni DL | NO VILLAGE FOUND | BHURKHEDA BASTI | 63 KVA | 1119
3285 | Damoh | Damoh North | Batiagarh | BATIAGARH | 11 KV Anjni DL | NO VILLAGE FOUND | SINGHPUR IDLA WALA | 100 KVA | 1138
3286 | Damoh | Damoh North | Batiagarh | BATIAGARH | 11 KV Anjni DL | NO VILLAGE FOUND | MADHATOLA MASAB WALA | 25 KVA | 1141
3287 | Damoh | Damoh North | Batiagarh | BATIAGARH | 11 KV Anjni DL | NO VILLAGE FOUND | SINGHPUR PATHAN WALA | 100 KVA | 1144
3288 | Damoh | Damoh North | Batiagarh | BATIAGARH | 11 KV Anjni DL | NO VILLAGE FOUND | AMMAMOTA BABU BHEEL WALA | 25 KVA | 1146
3289 | Damoh | Damoh North | Batiagarh | BATIAGARH | 11 KV Anjni DL | NO VILLAGE FOUND | MAHUWAT AANGAWADI KENDRA WALA | 25 KVA | 1147
3290 | Damoh | Damoh North | Batiagarh | BATIAGARH | 11 KV Futera Bakayan DL | Hinota Malwari | HINOTA PATEL WALA | 25 KVA | 597
3291 | Damoh | Damoh North | Batiagarh | BATIAGARH | 11 KV Futera Bakayan DL | Hinota Malwari | LUKAYAN BASTI | 100 KVA | 594
3292 | Damoh | Damoh North | Batiagarh | BATIAGARH | 11 KV Futera Bakayan DL | Bhatera | BAKAYAN MANDIR WALA | 25 KVA | 593
3293 | Damoh | Damoh North | Batiagarh | BATIAGARH | 11 KV Futera Bakayan DL | Bhatera | BAKAYAN BASTI | 63 KVA | 589
3294 | Damoh | Damoh North | Batiagarh | BATIAGARH | 11 KV Futera Bakayan DL | Bhatera | BAKAYAN AIRTEL TOWER | 25 KVA | 585
3295 | Damoh | Damoh North | Batiagarh | BATIAGARH | 11 KV Futera Bakayan DL | Hinota Malwari | HINOTA HARIJAN BASTI | 25 KVA | 600
3296 | Damoh | Damoh North | Batiagarh | BATIAGARH | 11 KV Futera Bakayan DL | Bhatera | BAKAYAN PHE WALA | 25 KVA | 584
3297 | Damoh | Damoh North | Batiagarh | BATIAGARH | 11 KV Futera Bakayan DL | Bhatera | BAKAYAN BASTI | 25 KVA | 581
3298 | Damoh | Damoh North | Batiagarh | BATIAGARH | 11 KV Futera Bakayan DL | Bhatera | BAKAYAN BASTI | 63 KVA | 579
3299 | Damoh | Damoh North | Batiagarh | BATIAGARH | 11 KV Futera Bakayan DL | Lukayan | LUKAYAN KANCHANPURA | 25 KVA | 564
3300 | Damoh | Damoh North | Batiagarh | BATIAGARH | 11 KV Futera Bakayan DL | Lukayan | LUKAYAN PHE WALA | 25 KVA | 558
3301 | Damoh | Damoh North | Batiagarh | BATIAGARH | 11 KV Futera Bakayan DL | Hinota Malwari | GADHOLA BALJU BASTI | 25 KVA | 551
3302 | Damoh | Damoh North | Batiagarh | BATIAGARH | 11 KV Futera Bakayan DL | Lukayan | LUKAYAN BASTI | 25 KVA | 552
3303 | Damoh | Damoh North | Batiagarh | BATIAGARH | 11 KV Futera Bakayan DL | Hinota Malwari | LUKAYAN RGGVY WALA | 25 KVA | 541
3304 | Damoh | Damoh North | Batiagarh | BATIAGARH | 11 KV Futera Bakayan DL | Hinota Malwari | BARKUWAIN BASTI WALA | 25 KVA | 538
3305 | Damoh | Damoh North | Batiagarh | BATIAGARH | 11 KV Futera Bakayan DL | Hinota Malwari | BARKUWAIN BASTI WALA | 25 KVA | 537
3306 | Damoh | Damoh North | Batiagarh | BATIAGARH | 11 KV Futera Bakayan DL | Barkuwain | TEDA AAM DHAM WALA | 25 KVA | 504
3307 | Damoh | Damoh North | Batiagarh | BATIAGARH | 11 KV Futera Bakayan DL | Narayanpura Asli | BATIYAGARH SHUBHAM ASATI | 25 KVA | 488
3308 | Damoh | Damoh North | Batiagarh | BATIAGARH | 11 KV Futera Bakayan DL | Narayanpura Asli | BATIYAGARH PETROL PUMP WALA | 25 KVA | 470
3309 | Damoh | Damoh North | Batiagarh | BATIAGARH | 11 KV Futera Bakayan DL | Basiya | BATIYAGARH BHAGIRATH PATEL | 25 KVA | 439
3310 | Damoh | Damoh North | Batiagarh | BATIAGARH | 11 KV Futera Bakayan DL | Basiya | BATIYAGARH SEETWARI WALA | 25 KVA | 436
3311 | Damoh | Damoh North | Batiagarh | BATIAGARH | 11 KV Futera Bakayan DL | Sariya | NEEMKHEDA BASTI WALA | 25 KVA | 432
3312 | Damoh | Damoh North | Batiagarh | BATIAGARH | 11 KV Futera Bakayan DL | Basiya | NEEMKHEDA GORELAL WALA | 25 KVA | 420
3313 | Damoh | Damoh North | Batiagarh | BATIAGARH | 11 KV Futera Bakayan DL | Basiya | BATIYAGARH BY PAAS ROAD WALA | 25 KVA | 416
3314 | Damoh | Damoh North | Batiagarh | BATIAGARH | 11 KV Futera Bakayan DL | Basiya | BATIYAGARH RAMNATH DAU WALA | 25 KVA | 405
3315 | Damoh | Damoh North | Batiagarh | BATIAGARH | 11 Kv Seegone AG | Narayanpura Asli | BATIYAGARH GOVIND SINGH | 25 KVA | 570
3316 | Damoh | Damoh North | Batiagarh | BATIAGARH | 11 Kv Seegone AG | Sedara | SEDARA NABAB SINGH | 25 KVA | 558
3317 | Damoh | Damoh North | Batiagarh | BATIAGARH | 11 Kv Seegone AG | Tinduwa | SEDARA MAHIPAAL SINGH | 25 KVA | 553
3318 | Damoh | Damoh North | Batiagarh | BATIAGARH | 11 Kv Seegone AG | Tinduwa | WATER WORKS WALA SAIDARA | 25 KVA | 550
3319 | Damoh | Damoh North | Batiagarh | BATIAGARH | 11 Kv Seegone AG | Tinduwa | SAIDARA MUNNA CHAUHAN WALA | 25 KVA | 549
3320 | Damoh | Damoh North | Batiagarh | BATIAGARH | 11 Kv Seegone AG | Sedara | SAIDARA SACHENDRA SINGH | 25 KVA | 546
3321 | Damoh | Damoh North | Batiagarh | BATIAGARH | 11 Kv Seegone AG | Sedara | SAIDARA BANSAL WALA | 100 KVA | 542
3322 | Damoh | Damoh North | Batiagarh | BATIAGARH | 11 Kv Seegone AG | Sedara | SAIDARA GOPAL PATEL | 25 KVA | 538
3323 | Damoh | Damoh North | Batiagarh | BATIAGARH | 11 Kv Seegone AG | Sedara | SAIDARA CHHAPAR HAAR | 100 KVA | 525
3324 | Damoh | Damoh North | Batiagarh | BATIAGARH | 11 Kv Seegone AG | Sedara | SEDARA AJMER SINGH | 25 KVA | 522
3325 | Damoh | Damoh North | Batiagarh | BATIAGARH | 11 Kv Seegone AG | Sihera | KAITHORA GOTI | 100 KVA | 518
3326 | Damoh | Damoh North | Batiagarh | BATIAGARH | 11 Kv Seegone AG | Alampur | KAITHORA RATIRAM | 63 KVA | 492
3327 | Damoh | Damoh North | Batiagarh | BATIAGARH | 11 Kv Seegone AG | Alampur | KAITHORA KHILAN | 25 KVA | 490
3328 | Damoh | Damoh North | Batiagarh | BATIAGARH | 11 Kv Seegone AG | Alampur | KAITHORA TAGAR | 25 KVA | 477
3329 | Damoh | Damoh North | Batiagarh | BATIAGARH | 11 Kv Seegone AG | Alampur | ALAMPUR BADA HAAR | 25 KVA | 469
3330 | Damoh | Damoh North | Batiagarh | BATIAGARH | 11 Kv Seegone AG | Alampur | ALAMPUR RAJKISHOR | 25 KVA | 450
3331 | Damoh | Damoh North | Batiagarh | BATIAGARH | 11 Kv Seegone AG | Alampur | ALAMPUR MANGAL | 25 KVA | 448
3332 | Damoh | Damoh North | Batiagarh | BATIAGARH | 11 Kv Seegone AG | Alampur | ALAMPUR KASHIRAM | 100 KVA | 431
3333 | Damoh | Damoh North | Batiagarh | BATIAGARH | 11 Kv Seegone AG | Kaithora | PATHARIYA HAAR | 100 KVA | 418
3334 | Damoh | Damoh North | Batiagarh | BATIAGARH | 11 Kv Seegone AG | Kaithora | KAITHORA NARENDRA | 100 KVA | 415
3335 | Damoh | Damoh North | Batiagarh | BATIAGARH | 11 Kv Seegone AG | Bamhori Bhat | KAITHORA BAHADUR SINGH | 25 KVA | 405
3336 | Damoh | Damoh North | Batiagarh | BATIAGARH | 11 Kv Seegone AG | Tinduwa | KAITHORA PARWATIBAI | 25 KVA | 404
3337 | Damoh | Damoh North | Batiagarh | BATIAGARH | 11 Kv Seegone AG | Bamhori Bhat | KAITHORA TAKHAT SINGH | 25 KVA | 398
3338 | Damoh | Damoh North | Batiagarh | BATIAGARH | 11 Kv Seegone AG | Bamhori Bhat | KAITHORA BHOPENDRA | 63 KVA | 393
3339 | Damoh | Damoh North | Batiagarh | BATIAGARH | 11 Kv Seegone AG | Kaithora | KAITHORA FOOLAN SINGH | 100 KVA | 381
3340 | Damoh | Damoh North | Batiagarh | BATIAGARH | 11 Kv Seegone AG | Kaithora | KAITHORA RADHARANI | 25 KVA | 377
3341 | Damoh | Damoh North | Batiagarh | BATIAGARH | 11 Kv Seegone AG | Kaithora | KAITHORA COLONY | 100 KVA | 375
3342 | Damoh | Damoh North | Batiagarh | BATIAGARH | 11 Kv Seegone AG | Kaithora | SIHERA BHARAT | 25 KVA | 366
3343 | Damoh | Damoh North | Batiagarh | BATIAGARH | 11 Kv Seegone AG | Kaithora | PATHARIYA GOPAL SINGH | 25 KVA | 348
3344 | Damoh | Damoh North | Batiagarh | BATIAGARH | 11 Kv Seegone AG | Kaithora | PATHARIYA HAAR | 25 KVA | 346
3345 | Damoh | Damoh North | Batiagarh | BATIAGARH | 11 Kv Seegone AG | Kaithora | PATHARIYA LAXMAN SINGH | 100 KVA | 338
3346 | Damoh | Damoh North | Batiagarh | BATIAGARH | 11 Kv Seegone AG | Kaithora | PATHARIYA BAHADUR SINGH | 25 KVA | 330
3347 | Damoh | Damoh North | Batiagarh | BATIAGARH | 11 Kv Seegone AG | Kaithora | PATHARIYA HAAR | 100 KVA | 326
3348 | Damoh | Damoh North | Batiagarh | BATIAGARH | 11 Kv Seegone AG | Tinduwa | TINDUA POONABAI | 25 KVA | 309
3349 | Damoh | Damoh North | Batiagarh | BATIAGARH | 11 Kv Seegone AG | Tinduwa | TINDUA MOOLCHAND | 25 KVA | 303
3350 | Damoh | Damoh North | Batiagarh | BATIAGARH | 11 Kv Seegone AG | Tinduwa | TINDUA RAMKALI | 25 KVA | 299
3351 | Damoh | Damoh North | Batiagarh | BATIAGARH | 11 Kv Seegone AG | Tinduwa | TINDUA BHANUPRATAP | 25 KVA | 295
3352 | Damoh | Damoh North | Batiagarh | BATIAGARH | 11 Kv Seegone AG | Tinduwa | TINDUA SATISH DUBEY | 25 KVA | 292
3353 | Damoh | Damoh North | Batiagarh | BATIAGARH | 11 Kv Seegone AG | Tinduwa | TINDUA FOOL SINGH | 25 KVA | 285
3354 | Damoh | Damoh North | Batiagarh | BATIAGARH | 11 Kv Seegone AG | Tinduwa | TINDUA SAHAB SINGH | 25 KVA | 281
3355 | Damoh | Damoh North | Batiagarh | BATIAGARH | 11 Kv Seegone AG | Tinduwa | TINDUA PRAVEEN | 25 KVA | 277
3356 | Damoh | Damoh North | Batiagarh | BATIAGARH | 11 Kv Seegone AG | Tinduwa | SEDARA BANDHNA HAAR | 25 KVA | 273
3357 | Damoh | Damoh North | Batiagarh | BATIAGARH | 11 Kv Seegone AG | Tinduwa | SEDARA AJMER SINGH | 100 KVA | 250
3358 | Damoh | Damoh North | Batiagarh | BATIAGARH | 11 Kv Seegone AG | Shekhpura | KUMARWAR WALA -3 | 100 KVA | 226
3359 | Damoh | Damoh North | Batiagarh | BATIAGARH | 11 Kv Seegone AG | Kumharwar | KUMARWAR WALA -1 | 100 KVA | 218
3360 | Damoh | Damoh North | Batiagarh | BATIAGARH | 11 Kv Seegone AG | Kumharwar | KUMARWAR WALA | 100 KVA | 214
3361 | Damoh | Damoh North | Batiagarh | BATIAGARH | 11 Kv Seegone AG | Shekhpura | SHEKHPURA BHAIJAN WALA | 100 KVA | 196
3362 | Damoh | Damoh North | Batiagarh | BATIAGARH | 11 Kv Seegone AG | Shekhpura | SHEKHPURA RAIKWAR WALA | 100 KVA | 192
3363 | Damoh | Damoh North | Batiagarh | BATIAGARH | 11 Kv Seegone AG | Batiyagarh | BATIYAGARH MOORAT SINGH | 100 KVA | 167
3364 | Damoh | Damoh North | Batiagarh | BATIAGARH | 11 Kv Seegone AG | Shekhpura | BATIYAGARH TALAB HAAR | 100 KVA | 162
3365 | Damoh | Damoh North | Batiagarh | BATIAGARH | 11 Kv Seegone AG | Khiriya Asli | DHARAM KI TAPARIYA 2 | 100 KVA | 161
3366 | Damoh | Damoh North | Batiagarh | BATIAGARH | 11 Kv Seegone AG | Shekhpura | BATIYAGARH VEER SINGH | 100 KVA | 155
3367 | Damoh | Damoh North | Batiagarh | BATIAGARH | 11 Kv Seegone AG | Narayanpura Asli | BATIYAGARH SHANKAR RAI | 25 KVA | 125
3368 | Damoh | Damoh North | Batiagarh | BATIAGARH | 11 Kv Seegone AG | Khiriya Asli | KHIRIYA HARPRASAD | 63 KVA | 120
3369 | Damoh | Damoh North | Batiagarh | BATIAGARH | 11 Kv Seegone AG | Khiriya Asli | KHIRIYA ROOP SINGH | 25 KVA | 117
3370 | Damoh | Damoh North | Batiagarh | BATIAGARH | 11 Kv Seegone AG | Khiriya Asli | KHIRIYA UMMEDA | 25 KVA | 114
3371 | Damoh | Damoh North | Batiagarh | BATIAGARH | 11 Kv Seegone AG | Khiriya Asli | KHIRIYA JALAM SINGH | 25 KVA | 112
3372 | Damoh | Damoh North | Batiagarh | BATIAGARH | 11 Kv Seegone AG | Khiriya Asli | KHIRIYA SAJJAN SINGH | 25 KVA | 109
3373 | Damoh | Damoh North | Batiagarh | BATIAGARH | 11 Kv Seegone AG | Khiriya Asli | KHIRIYA JAHAR SINGH | 25 KVA | 104
3374 | Damoh | Damoh North | Batiagarh | BATIAGARH | 11 Kv Seegone AG | Khiriya Asli | KHIRIYA GAJRAJ SINGH | 25 KVA | 101
3375 | Damoh | Damoh North | Batiagarh | BATIAGARH | 11 Kv Seegone AG | Khiriya Asli | KHIRIYA JEEVAN | 25 KVA | 98
3376 | Damoh | Damoh North | Batiagarh | BATIAGARH | 11 Kv Seegone AG | Khiriya Asli | KHIRIYA SABULAL | 25 KVA | 93
3377 | Damoh | Damoh North | Batiagarh | BATIAGARH | 11 Kv Seegone AG | Khiriya Asli | BASIYA KALLO BAI | 25 KVA | 92
3378 | Damoh | Damoh North | Batiagarh | BATIAGARH | 11 Kv Seegone AG | Khiriya Asli | KHIRIYA BARELAL | 25 KVA | 87
3379 | Damoh | Damoh North | Batiagarh | BATIAGARH | 11 Kv Seegone AG | Khiriya Asli | NARAYANPURA HAAR | 25 KVA | 80
3380 | Damoh | Damoh North | Batiagarh | BATIAGARH | 11 Kv Seegone AG | Khiriya Asli | KHIRIYA BHARAT | 25 KVA | 79
3381 | Damoh | Damoh North | Batiagarh | BATIAGARH | 11 Kv Seegone AG | Khiriya Asli | BATIYAGARH UJBAK SINGH | 25 KVA | 74
3382 | Damoh | Damoh North | Batiagarh | BATIAGARH | 11 Kv Seegone AG | Khiriya Asli | BATIYAGARH KAPURA SAHU | 25 KVA | 73
3383 | Damoh | Damoh North | Batiagarh | BATIAGARH | 11 Kv Seegone AG | Khiriya Asli | BASIYA JAY MATA WALA | 25 KVA | 72
3384 | Damoh | Damoh North | Batiagarh | BATIAGARH | 11 Kv Seegone AG | Narayanpura Asli | BATIYAGARH MOORAT SINGH | 25 KVA | 63
3385 | Damoh | Damoh North | Batiagarh | BATIAGARH | 11 Kv Seegone AG | Narayanpura Asli | BATIYAGARH NARAYAN SINGH | 25 KVA | 62
3386 | Damoh | Damoh North | Batiagarh | BATIAGARH | 11 Kv Seegone AG | Narayanpura Asli | BATIYAGARH KHILAN SINGH | 25 KVA | 56
3387 | Damoh | Damoh North | Batiagarh | BATIAGARH | 11 Kv Seegone AG | Narayanpura Asli | BATIYAGARH RAJJAN VYAS | 16 KVA | 50
3388 | Damoh | Damoh North | Batiagarh | BATIAGARH | 11 Kv Seegone AG | Narayanpura Asli | BATIYAGARH RAGHUVEER SINGH | 25 KVA | 44
3389 | Damoh | Damoh North | Batiagarh | BATIAGARH | 11 Kv Seegone AG | Narayanpura Asli | BATIYAGARH MISHRA DHAVA | 63 KVA | 40
3390 | Damoh | Damoh North | Batiagarh | BATIAGARH | 11 Kv Seegone AG | Narayanpura Asli | BATIYAGARH DHARAM SINGH | 25 KVA | 573
3391 | Damoh | Damoh North | Batiagarh | BATIAGARH | 11 Kv Seegone AG | Narayanpura Asli | BATIYAGARH TEK SINGH | 25 KVA | 578
3392 | Damoh | Damoh North | Batiagarh | BATIAGARH | 11 Kv Seegone AG | NO VILLAGE FOUND | SEEGON | 25 KVA | 587
3393 | Damoh | Damoh North | Batiagarh | BATIAGARH | 11 Kv Seegone AG | NO VILLAGE FOUND | DTR NOT TAGGED | 25 KVA | 589
3394 | Damoh | Damoh North | Batiagarh | BATIAGARH | 11 Kv Seegone AG | NO VILLAGE FOUND | DTR NOT TAGGED | 25 KVA | 593
3395 | Damoh | Damoh North | Batiagarh | BATIAGARH | 11 KV Futera Ag | Pipariya Shahnai | PIPARIYA SHAHNAI BASTI | 100 KVA | 774
3396 | Damoh | Damoh North | Batiagarh | BATIAGARH | 11 KV Futera Ag | Pipariya Shahnai | PIPARIYA SHAHNAI PEEPAR WALA | 63 KVA | 759
3397 | Damoh | Damoh North | Batiagarh | BATIAGARH | 11 KV Futera Ag | Pipariya Shahnai | PIPARIYA SHAHNAI RADHE WALA | 25 KVA | 755
3398 | Damoh | Damoh North | Batiagarh | BATIAGARH | 11 KV Futera Ag | Pipariya Shahnai | PIPARIYA SHAHNAI MOHAN | 25 KVA | 753
3399 | Damoh | Damoh North | Batiagarh | BATIAGARH | 11 KV Futera Ag | Tikri Neem Kheda | MALARA HAAR | 25 KVA | 743
3400 | Damoh | Damoh North | Batiagarh | BATIAGARH | 11 KV Futera Ag | Tikri Neem Kheda | ANAR SINGH TIKRI | 25 KVA | 736
3401 | Damoh | Damoh North | Batiagarh | BATIAGARH | 11 KV Futera Ag | Tikri Neem Kheda | TIKRI BASTI | 25 KVA | 733
3402 | Damoh | Damoh North | Batiagarh | BATIAGARH | 11 KV Futera Ag | Tikri Neem Kheda | FAUJDAR WALA TIKRI | 100 KVA | 730
3403 | Damoh | Damoh North | Batiagarh | BATIAGARH | 11 KV Futera Ag | Tikri Neem Kheda | POORAN WALA | 100 KVA | 729
3404 | Damoh | Damoh North | Batiagarh | BATIAGARH | 11 KV Futera Ag | Sariya | DAYAL WALA TIKRI | 25 KVA | 723
3405 | Damoh | Damoh North | Batiagarh | BATIAGARH | 11 KV Futera Ag | Sariya | KHAJRI WALA SARIYA | 100 KVA | 719
3406 | Damoh | Damoh North | Batiagarh | BATIAGARH | 11 KV Futera Ag | Sariya | SARIYA BASTI-2 | 100 KVA | 706
3407 | Damoh | Damoh North | Batiagarh | BATIAGARH | 11 KV Futera Ag | Simri Chinta | SARIYA BASTI-1 | 100 KVA | 696
3408 | Damoh | Damoh North | Batiagarh | BATIAGARH | 11 KV Futera Ag | Simri Chinta | THAKUR BABA | 25 KVA | 689
3409 | Damoh | Damoh North | Batiagarh | BATIAGARH | 11 KV Futera Ag | Simri Chinta | RAMESHWAR FUTERA | 100 KVA | 685
3410 | Damoh | Damoh North | Batiagarh | BATIAGARH | 11 KV Futera Ag | Ghurata | LALLU FUTERA | 63 KVA | 678
3411 | Damoh | Damoh North | Batiagarh | BATIAGARH | 11 KV Futera Ag | Ghurata | KABAR HAAR FUTERA | 100 KVA | 674
3412 | Damoh | Damoh North | Batiagarh | BATIAGARH | 11 KV Futera Ag | Simri Chinta | AKARAM KHAN FUTERA | 100 KVA | 669
3413 | Damoh | Damoh North | Batiagarh | BATIAGARH | 11 KV Futera Ag | Simri Chinta | AANTRAM FUTERA | 100 KVA | 663
3414 | Damoh | Damoh North | Batiagarh | BATIAGARH | 11 KV Futera Ag | Simri Chinta | SIMRI BASTI | 100 KVA | 658
3415 | Damoh | Damoh North | Batiagarh | BATIAGARH | 11 KV Futera Ag | Simri Chinta | KILAI FUTERA | 100 KVA | 644
3416 | Damoh | Damoh North | Batiagarh | BATIAGARH | 11 KV Futera Ag | Simri Chinta | KASHIRAM FUTERA | 25 KVA | 643
3417 | Damoh | Damoh North | Batiagarh | BATIAGARH | 11 KV Futera Ag | Futera Kalan | FUTERA SAHAB SINGH | 63 KVA | 634
3418 | Damoh | Damoh North | Batiagarh | BATIAGARH | 11 KV Futera Ag | Futera Kalan | FUTERA NONA SAHU | 100 KVA | 622
3419 | Damoh | Damoh North | Batiagarh | BATIAGARH | 11 KV Futera Ag | Summer | FUTERA GOVIND BHAYAL | 25 KVA | 615
3420 | Damoh | Damoh North | Batiagarh | BATIAGARH | 11 KV Futera Ag | Summer | FUTERA BIHARI WALA | 63 KVA | 608
3421 | Damoh | Damoh North | Batiagarh | BATIAGARH | 11 KV Futera Ag | Menwar | FUTERA POORAN SINGH | 63 KVA | 592
3422 | Damoh | Damoh North | Batiagarh | BATIAGARH | 11 KV Futera Ag | Menwar | FUTERA SAMSHAAN GHAT WALA | 100 KVA | 581
3423 | Damoh | Damoh North | Batiagarh | BATIAGARH | 11 KV Futera Ag | Futera Kalan | FUTERA AHRIRAM WALA | 63 KVA | 577
3424 | Damoh | Damoh North | Batiagarh | BATIAGARH | 11 KV Futera Ag | Futera Kalan | FUTERA BAJRANG BALI WALA | 25 KVA | 570
3425 | Damoh | Damoh North | Batiagarh | BATIAGARH | 11 KV Futera Ag | Menwar | FUTERA ASHOK PATEL | 100 KVA | 567
3426 | Damoh | Damoh North | Batiagarh | BATIAGARH | 11 KV Futera Ag | Menwar | FUTERA SHYAM WALA | 63 KVA | 560
3427 | Damoh | Damoh North | Batiagarh | BATIAGARH | 11 KV Futera Ag | Menwar | FUTERA CHOURASIYA WALA | 25 KVA | 556
3428 | Damoh | Damoh North | Batiagarh | BATIAGARH | 11 KV Futera Ag | Menwar | FUTERA GANGA WALA | 63 KVA | 551
3429 | Damoh | Damoh North | Batiagarh | BATIAGARH | 11 KV Futera Ag | Menwar | FUTERA LATORA WALA | 25 KVA | 550
3430 | Damoh | Damoh North | Batiagarh | BATIAGARH | 11 KV Futera Ag | Bhatera | SUMMER KAMTA MASAB WALA | 25 KVA | 542
3431 | Damoh | Damoh North | Batiagarh | BATIAGARH | 11 KV Futera Ag | Bhatera | SUMMER PEEPAL WALA | 25 KVA | 539
3432 | Damoh | Damoh North | Batiagarh | BATIAGARH | 11 KV Futera Ag | Bhatera | SUMMER BASTI | 25 KVA | 535
3433 | Damoh | Damoh North | Batiagarh | BATIAGARH | 11 KV Futera Ag | Bhatera | KARIYA DHAKAN BASTI WALA | 25 KVA | 530
3434 | Damoh | Damoh North | Batiagarh | BATIAGARH | 11 KV Futera Ag | Lukayan | RAMESH WALA | 63 KVA | 525
3435 | Damoh | Damoh North | Batiagarh | BATIAGARH | 11 KV Futera Ag | Menwar | MENWAR ANAND WALA | 25 KVA | 524
3436 | Damoh | Damoh North | Batiagarh | BATIAGARH | 11 KV Futera Ag | Lukayan | BADE BADHNA FUTERA | 63 KVA | 512
3437 | Damoh | Damoh North | Batiagarh | BATIAGARH | 11 KV Futera Ag | Lukayan | BIPLA RAI FUTERA | 100 KVA | 508
3438 | Damoh | Damoh North | Batiagarh | BATIAGARH | 11 KV Futera Ag | Simri Chinta | PRAMOD RAI WALA FUTERA | 100 KVA | 500
3439 | Damoh | Damoh North | Batiagarh | BATIAGARH | 11 KV Futera Ag | Lukayan | CHHOTU RAI FUTERA | 25 KVA | 496
3440 | Damoh | Damoh North | Batiagarh | BATIAGARH | 11 KV Futera Ag | Simri Chinta | GANESH WALA | 100 KVA | 483
3441 | Damoh | Damoh North | Batiagarh | BATIAGARH | 11 KV Futera Ag | Simri Chinta | BADRI WALA | 100 KVA | 473
3442 | Damoh | Damoh North | Batiagarh | BATIAGARH | 11 KV Futera Ag | Simri Chinta | MOHAN SINGH WALA FUTERA | 25 KVA | 464
3443 | Damoh | Damoh North | Batiagarh | BATIAGARH | 11 KV Futera Ag | Futera Kalan | BHISHM MAHARAJ FUTERA | 100 KVA | 457
3444 | Damoh | Damoh North | Batiagarh | BATIAGARH | 11 KV Futera Ag | Futera Kalan | LALLU PNADA FUTERA | 25 KVA | 450
3445 | Damoh | Damoh North | Madiyado | BHILONI | 11 KV Bhiloni AG | Dugrupura | 25 KVA LALLU KACHHI WALI | 25 KVA | 1055
3446 | Damoh | Damoh North | Madiyado | BHILONI | 11 KV Bhiloni AG | Dugrupura | 25 KVA BHUJWAL WALA | 25 KVA | 1054
3447 | Damoh | Damoh North | Madiyado | BHILONI | 11 KV Bhiloni AG | Dugrupura | 25 KVA DUMMAN WALI | 25 KVA | 1053
3448 | Damoh | Damoh North | Madiyado | BHILONI | 11 KV Bhiloni AG | Bhiloni | 25 KVA SUKHSING WALA | 25 KVA | 1046
3449 | Damoh | Damoh North | Madiyado | BHILONI | 11 KV Bhiloni AG | Bhiloni | 63 KVA THAMMAN WALI | 63 KVA | 1038
3450 | Damoh | Damoh North | Madiyado | BHILONI | 11 KV Bhiloni AG | Dugrupura | 100 KVA LAKHAN WALI | 100 KVA | 1030
3451 | Damoh | Damoh North | Madiyado | BHILONI | 11 KV Bhiloni AG | Bhiloni | 100 KVA PARMANAND WALI | 100 KVA | 1022
3452 | Damoh | Damoh North | Madiyado | BHILONI | 11 KV Bhiloni AG | Nayagaon | 25 KVA SADHU KACHI WALA | 25 KVA | 1018
3453 | Damoh | Damoh North | Madiyado | BHILONI | 11 KV Bhiloni AG | Dugrupura | 25 KVA BHAGAT KACCHI WALA | 25 KVA | 1010
3454 | Damoh | Damoh North | Madiyado | BHILONI | 11 KV Bhiloni AG | Dugrupura | 100 KVA AATIRIKT WAL | 100 KVA | 1005
3455 | Damoh | Damoh North | Madiyado | BHILONI | 11 KV Bhiloni AG | Dugrupura | 25 KVA SHAILENDRA AWASTHI WALA | 25 KVA | 994
3456 | Damoh | Damoh North | Madiyado | BHILONI | 11 KV Bhiloni AG | Dugrupura | 100 KVA KABAR WALI | 100 KVA | 990
3457 | Damoh | Damoh North | Madiyado | BHILONI | 11 KV Bhiloni AG | Dugrupura | 25 KVA KAMLESH HAJARI WALA | 25 KVA | 985
3458 | Damoh | Damoh North | Madiyado | BHILONI | 11 KV Bhiloni AG | Bhiloni | 100 KVA BHILONI STAND AG | 100 KVA | 977
3459 | Damoh | Damoh North | Madiyado | BHILONI | 11 KV Bhiloni AG | Bhiloni | 25 KVA MUNNAI WALA | 25 KVA | 975
3460 | Damoh | Damoh North | Madiyado | BHILONI | 11 KV Bhiloni AG | Guda | 25 KVA LALLU WALI | 25 KVA | 970
3461 | Damoh | Damoh North | Madiyado | BHILONI | 11 KV Bhiloni AG | Bhiloni | 25 KVA KAILASH KACHHI WALI | 25 KVA | 961
3462 | Damoh | Damoh North | Madiyado | BHILONI | 11 KV Bhiloni AG | Guda | 25 KVA RAMMANOHAR WALI | 25 KVA | 954
3463 | Damoh | Damoh North | Madiyado | BHILONI | 11 KV Bhiloni AG | Bhiloni | 25 KVA INDER SINGH WALA | 25 KVA | 947
3464 | Damoh | Damoh North | Madiyado | BHILONI | 11 KV Bhiloni AG | Bhiloni | 100 KVA KHAMRIYA MOD WALA | 100 KVA | 943
3465 | Damoh | Damoh North | Madiyado | BHILONI | 11 KV Bhiloni AG | Khamariya | 25 KVA BABLU WALI | 25 KVA | 936
3466 | Damoh | Damoh North | Madiyado | BHILONI | 11 KV Bhiloni AG | Chakarda | 25 KVA HARIRAM KURMI WALI | 25 KVA | 933
3467 | Damoh | Damoh North | Madiyado | BHILONI | 11 KV Bhiloni AG | Jhamar Fatehpur | 25 KVA CHANDAN SINGH WALA | 25 KVA | 929
3468 | Damoh | Damoh North | Madiyado | BHILONI | 11 KV Bhiloni AG | Jhamar Fatehpur | 25 KVA NARROTAM KURMI WALA | 25 KVA | 924
3469 | Damoh | Damoh North | Madiyado | BHILONI | 11 KV Bhiloni AG | Jhamar Fatehpur | 25 KVA MAHEDIYA WALI | 25 KVA | 921
3470 | Damoh | Damoh North | Madiyado | BHILONI | 11 KV Bhiloni AG | Jhamar Fatehpur | 25 KVA HARENDRA WALI | 25 KVA | 914
3471 | Damoh | Damoh North | Madiyado | BHILONI | 11 KV Bhiloni AG | Jhamar Fatehpur | 100 KVA MAHEDIYA WALA | 100 KVA | 905
3472 | Damoh | Damoh North | Madiyado | BHILONI | 11 KV Bhiloni AG | Chakarda | 25 KVA ISHWAR PATEL WALI | 25 KVA | 894
3473 | Damoh | Damoh North | Madiyado | BHILONI | 11 KV Bhiloni AG | Chakarda | 63 KVA SHARDA PATEL WALI | 63 KVA | 886
3474 | Damoh | Damoh North | Madiyado | BHILONI | 11 KV Bhiloni AG | Khamariya | 25 KVA BALCHAND LAMBARDAR WALI | 25 KVA | 885
3475 | Damoh | Damoh North | Madiyado | BHILONI | 11 KV Bhiloni AG | Bhiloni | 63 KVA LAXMAN KACHI WALI | 63 KVA | 875
3476 | Damoh | Damoh North | Madiyado | BHILONI | 11 KV Bhiloni AG | Bhiloni | 63 KVA HAKAM WALI | 63 KVA | 870
3477 | Damoh | Damoh North | Madiyado | BHILONI | 11 KV Bhiloni AG | Bhiloni | 25 KVA HARDEV SINGH WALA | 25 KVA | 862
3478 | Damoh | Damoh North | Madiyado | BHILONI | 11 KV Bhiloni AG | Bhiloni | 100 KVA OMKAR WALI | 100 KVA | 857
3479 | Damoh | Damoh North | Madiyado | BHILONI | 11 KV Bhiloni AG | Bhiloni | 25 KVA JUJHAR SINGH WALI | 25 KVA | 850
3480 | Damoh | Damoh North | Madiyado | BHILONI | 11 KV Bhiloni AG | Bhiloni | 25 KVA MULAYAM WALI | 25 KVA | 840
3481 | Damoh | Damoh North | Madiyado | BHILONI | 11 KV Bhiloni AG | Bhiloni | 100 KVA BARAI WALA | 100 KVA | 836
3482 | Damoh | Damoh North | Madiyado | BHILONI | 11 KV Bhiloni AG | Khamariya | 25 KVA CHAURASIYA WALA | 25 KVA | 831
3483 | Damoh | Damoh North | Madiyado | BHILONI | 11 KV Bhiloni AG | Khamariya | 25 KVA KAMNA SINGH WALA | 25 KVA | 820
3484 | Damoh | Damoh North | Madiyado | BHILONI | 11 KV Bhiloni AG | Khamariya | 25 KVA PANNA LODHI WALA | 25 KVA | 816
3485 | Damoh | Damoh North | Madiyado | BHILONI | 11 KV Bhiloni AG | Khamariya | 25 KVA PRATAP WALI | 25 KVA | 803
3486 | Damoh | Damoh North | Madiyado | BHILONI | 11 KV Bhiloni AG | Khamariya | 25 KVA GIRWAR WALA | 25 KVA | 801
3487 | Damoh | Damoh North | Madiyado | BHILONI | 11 KV Bhiloni AG | Khamariya | 63 KVA DWARKA PATEL WALA | 63 KVA | 795
3488 | Damoh | Damoh North | Madiyado | BHILONI | 11 KV Bhiloni AG | Chakarda | 25 KVA GOVIND PATEL WALA | 25 KVA | 793
3489 | Damoh | Damoh North | Madiyado | BHILONI | 11 KV Bhiloni AG | Chakarda | 25 KVA SUSHEEL TIWARI WALA | 25 KVA | 790
3490 | Damoh | Damoh North | Madiyado | BHILONI | 11 KV Bhiloni AG | Deori Fatehpur | 25 KVA GOVIND PATEL WALA | 25 KVA | 784
3491 | Damoh | Damoh North | Madiyado | BHILONI | 11 KV Bhiloni AG | Deori Fatehpur | 25 KVA KALU RAJAK WALI | 25 KVA | 779
3492 | Damoh | Damoh North | Madiyado | BHILONI | 11 KV Bhiloni AG | Deori Fatehpur | 25 KVA YASVANT PATEL WALA | 25 KVA | 775
3493 | Damoh | Damoh North | Madiyado | BHILONI | 11 KV Bhiloni AG | Deori Fatehpur | 25 KVA MADAN GOPAL KURMI WALA | 25 KVA | 772
3494 | Damoh | Damoh North | Madiyado | BHILONI | 11 KV Bhiloni AG | Deori Fatehpur | 25 KVA GIRDHARI KURMI WALA | 25 KVA | 764
3495 | Damoh | Damoh North | Madiyado | BHILONI | 11 KV Bhiloni AG | Deori Fatehpur | 25 KVA VIJAY PATEL WALA | 25 KVA | 762
3496 | Damoh | Damoh North | Madiyado | BHILONI | 11 KV Bhiloni AG | Deori Fatehpur | 25 KVA HEERALA VISHKARMA WALA | 25 KVA | 758
3497 | Damoh | Damoh North | Madiyado | BHILONI | 11 KV Bhiloni AG | Khamariya | 100 KVA MAHKAL WALA | 100 KVA | 751
3498 | Damoh | Damoh North | Madiyado | BHILONI | 11 KV Bhiloni AG | Khamariya | 25 KVA KADORI PATEL WALA | 25 KVA | 743
3499 | Damoh | Damoh North | Madiyado | BHILONI | 11 KV Bhiloni AG | Khamariya | 100 KVA ATIRIKT GHANSHYAM WALA | 100 KVA | 741
3500 | Damoh | Damoh North | Madiyado | BHILONI | 11 KV Bhiloni AG | Khamariya | 25 KVA SUDAMA WALI | 25 KVA | 737
3501 | Damoh | Damoh North | Madiyado | BHILONI | 11 KV Bhiloni AG | Ludhani | 25 KVA KUDDAN KACHHI WALA | 25 KVA | 1061
3502 | Damoh | Damoh North | Madiyado | BHILONI | 11 KV Bhiloni AG | Dugrupura | 100 KVA JAMDERA HAR WALI | 100 KVA | 1065
3503 | Damoh | Damoh North | Madiyado | BHILONI | 11 KV Bhiloni AG | Ludhani | 25 KVA SHANKAR KACHHI WALA | 25 KVA | 1066
3504 | Damoh | Damoh North | Madiyado | BHILONI | 11 KV Bhiloni AG | Ludhani | 25 KVA VISHKARMA WALI | 25 KVA | 1068
3505 | Damoh | Damoh North | Madiyado | BHILONI | 11 KV Bhiloni AG | Dugrupura | 25 KVA SHARDHA WALI | 25 KVA | 1069
3506 | Damoh | Damoh North | Madiyado | BHILONI | 11 KV Bhiloni AG | Dugrupura | 25 KVA BALAI WALA | 25 KVA | 1070
3507 | Damoh | Damoh North | Madiyado | BHILONI | 11 KV Bhiloni AG | Nayagaon | 100 KVA BHIND TAPARIYA WALA | 100 KVA | 1081
3508 | Damoh | Damoh North | Madiyado | BHILONI | 11 KV Bhiloni AG | Nayagaon | 100 KVA SANJHALE MAHRAJ WALA | 100 KVA | 1085
3509 | Damoh | Damoh North | Madiyado | BHILONI | 11 KV Bhiloni AG | NO VILLAGE FOUND | DTR NOT TAGGED | 25 KVA | 1088
3510 | Damoh | Damoh North | Madiyado | BHILONI | 11 KV Doli DL | Madargarh | MADARGARH BASTI | 25 KVA | 640
3511 | Damoh | Damoh North | Madiyado | BHILONI | 11 KV Doli DL | Madargarh | MEHNGUWA HARIJAN WALA | 25 KVA | 636
3512 | Damoh | Damoh North | Madiyado | BHILONI | 11 KV Doli DL | Madargarh | MEHNGUWA WALA | 25 KVA | 627
3513 | Damoh | Damoh North | Madiyado | BHILONI | 11 KV Doli DL | Mihguwan Mafi | DEVLAI WALA | 25 KVA | 596
3514 | Damoh | Damoh North | Madiyado | BHILONI | 11 KV Doli DL | Kaikheda | HARIJAN BASTI KAIKHEDA | 25 KVA | 564
3515 | Damoh | Damoh North | Madiyado | BHILONI | 11 KV Doli DL | Mahuwa Kheda | MAHUKHEDA COLONY WALA | 25 KVA | 558
3516 | Damoh | Damoh North | Madiyado | BHILONI | 11 KV Doli DL | Mahuwa Kheda | MAHUKHEDA BIDOLAYA WALA | 25 KVA | 541
3517 | Damoh | Damoh North | Madiyado | BHILONI | 11 KV Doli DL | Mahuwa Kheda | MAHUKHEDA LODHI WALA | 25 KVA | 538
3518 | Damoh | Damoh North | Madiyado | BHILONI | 11 KV Doli DL | Mahuwa Kheda | MAHUWAKHEDA SCHOOL WALA | 25 KVA | 534
3519 | Damoh | Damoh North | Madiyado | BHILONI | 11 KV Doli DL | Mahuwa Kheda | MAHUWALA COLONY WALA 2 | 25 KVA | 526
3520 | Damoh | Damoh North | Madiyado | BHILONI | 11 KV Doli DL | Mahuwa Kheda | MAHUWAKHEDA COLONY WALA1 | 25 KVA | 524
3521 | Damoh | Damoh North | Madiyado | BHILONI | 11 KV Doli DL | Mahuwa Kheda | NAYAKHEDA 2 WALA | 25 KVA | 516
3522 | Damoh | Damoh North | Madiyado | BHILONI | 11 KV Doli DL | Mahuwa Kheda | NAYAKHEDA 1 WALA | 25 KVA | 513
3523 | Damoh | Damoh North | Madiyado | BHILONI | 11 KV Doli DL | Mahuwa Kheda | RAMPURA 2 WALA | 25 KVA | 506
3524 | Damoh | Damoh North | Madiyado | BHILONI | 11 KV Doli DL | Mahuwa Kheda | RAMPURA 1 WALA | 25 KVA | 502
3525 | Damoh | Damoh North | Madiyado | BHILONI | 11 KV Doli DL | Mahuwa Kheda | DOLI TAPRAN WALA 2 | 25 KVA | 488
3526 | Damoh | Damoh North | Madiyado | BHILONI | 11 KV Doli DL | Mahuwa Kheda | DOLI TAPRAN WALA 1 | 25 KVA | 484
3527 | Damoh | Damoh North | Madiyado | BHILONI | 11 KV Doli DL | Doli | TIGRA TIGADDA WALA | 25 KVA | 458
3528 | Damoh | Damoh North | Madiyado | BHILONI | 11 KV Doli DL | Doli | NEW WATER BUX KAIKHEDA | 25 KVA | 451
3529 | Damoh | Damoh North | Madiyado | BHILONI | 11 KV Doli DL | Deori Fatehpur | DOLI BASTI | 100 KVA | 437
3530 | Damoh | Damoh North | Madiyado | BHILONI | 11 KV Doli DL | Deori Fatehpur | WATER BOX WALA KAIKHEDA | 25 KVA | 434
3531 | Damoh | Damoh North | Madiyado | BHILONI | 11 KV Doli DL | Deori Fatehpur | DOLI HARIJAN WALA | 25 KVA | 427
3532 | Damoh | Damoh North | Madiyado | BHILONI | 11 KV Doli DL | Deori Fatehpur | UDAYBHAN WALA | 25 KVA | 423
3533 | Damoh | Damoh North | Madiyado | BHILONI | 11 KV Doli DL | Deori Fatehpur | WATER BOX WALA | 25 KVA | 421
3534 | Damoh | Damoh North | Madiyado | BHILONI | 11 KV Doli DL | Madargarh | ADIVASHI WALA MADARGARH | 25 KVA | 645
3535 | Damoh | Damoh North | Madiyado | BHILONI | 11 KV Doli DL | Madargarh | BSNL TOWER MADARGARH | 25 KVA | 650
3536 | Damoh | Damoh North | Madiyado | BHILONI | 11 KV Doli DL | Deori Fatehpur | SHAYAM SAHU WALA | 63 KVA | 651
3537 | Damoh | Damoh North | Madiyado | BHILONI | 11 KV Doli DL | Deori Fatehpur | RELIANCE TOWER DOLI | 25 KVA | 658
3538 | Damoh | Damoh North | Madiyado | BHILONI | 11 KV Doli DL | Deori Fatehpur | KAIKHEDA BASTI WALA | 63 KVA | 659
3539 | Damoh | Damoh North | Madiyado | BHILONI | 11 KV Doli DL | NO VILLAGE FOUND | DTR NOT TAGGED | 25 KVA | 661
3540 | Damoh | Damoh North | Madiyado | BHILONI | 11 KV Doli AG | Mihguwan Mafi | 25 KVA HARIJAN WALA | 25 KVA | 1383
3541 | Damoh | Damoh North | Madiyado | BHILONI | 11 KV Doli AG | Mihguwan Mafi | 100 KVA DEOLAI WALA | 100 KVA | 1377
3542 | Damoh | Damoh North | Madiyado | BHILONI | 11 KV Doli AG | Mihguwan Mafi | 25 KVA MAHRAJ WALA | 25 KVA | 1372
3543 | Damoh | Damoh North | Madiyado | BHILONI | 11 KV Doli AG | Deori Fatehpur | 25 KVA PRAKASH KURMI WALA | 25 KVA | 1359
3544 | Damoh | Damoh North | Madiyado | BHILONI | 11 KV Doli AG | Madargarh | 63 KVA PATPARYAU WALA | 63 KVA | 1352
3545 | Damoh | Damoh North | Madiyado | BHILONI | 11 KV Doli AG | Himmat Pati Champat | 25 KVA BABLU KURMI WALA | 25 KVA | 1347
3546 | Damoh | Damoh North | Madiyado | BHILONI | 11 KV Doli AG | Madargarh | 25 KVA DHARAMBATI KURMI WALA | 25 KVA | 1333
3547 | Damoh | Damoh North | Madiyado | BHILONI | 11 KV Doli AG | Madargarh | 25 KVA WATERBUX WALA | 25 KVA | 1321
3548 | Damoh | Damoh North | Madiyado | BHILONI | 11 KV Doli AG | Madargarh | 25 KVA RAJESH KURMI WALA | 25 KVA | 1320
3549 | Damoh | Damoh North | Madiyado | BHILONI | 11 KV Doli AG | Madargarh | 25 KVA RAJENDRA KURMI WALA | 25 KVA | 1319
3550 | Damoh | Damoh North | Madiyado | BHILONI | 11 KV Doli AG | Madargarh | 100 KVA MADARGARH WALI | 100 KVA | 1318
3551 | Damoh | Damoh North | Madiyado | BHILONI | 11 KV Doli AG | Madargarh | 63 KVA MEHUNGWA WALI | 63 KVA | 1312
3552 | Damoh | Damoh North | Madiyado | BHILONI | 11 KV Doli AG | Madargarh | 100 KVA MEHGUNWA WALI | 100 KVA | 1305
3553 | Damoh | Damoh North | Madiyado | BHILONI | 11 KV Doli AG | Deori Fatehpur | 100 KVA KAIKHEDA WALI | 100 KVA | 1293
3554 | Damoh | Damoh North | Madiyado | BHILONI | 11 KV Doli AG | Deori Fatehpur | 25 KVA HARENDRA WALI | 25 KVA | 1291
3555 | Damoh | Damoh North | Madiyado | BHILONI | 11 KV Doli AG | Deori Fatehpur | 25 KVA IMRAN KHAN WALI | 25 KVA | 1280
3556 | Damoh | Damoh North | Madiyado | BHILONI | 11 KV Doli AG | Deori Fatehpur | 100 KVA PAWAN BADDE WALI | 100 KVA | 1277
3557 | Damoh | Damoh North | Madiyado | BHILONI | 11 KV Doli AG | Kaikheda | 25 KVA CHANNU KACHHI WALA | 25 KVA | 1272
3558 | Damoh | Damoh North | Madiyado | BHILONI | 11 KV Doli AG | Doli | 25 KVA AJUUDII RAIKWAR WALA | 25 KVA | 1267
3559 | Damoh | Damoh North | Madiyado | BHILONI | 11 KV Doli AG | Doli | 25 KVA RISHI WALA | 25 KVA | 1262
3560 | Damoh | Damoh North | Madiyado | BHILONI | 11 KV Doli AG | Doli | 25 KVA GHASHI KUMRI WALA | 25 KVA | 1260
3561 | Damoh | Damoh North | Madiyado | BHILONI | 11 KV Doli AG | Doli | 25 KVA OMKAR KURMI WALA | 25 KVA | 1256
3562 | Damoh | Damoh North | Madiyado | BHILONI | 11 KV Doli AG | Doli | 25 KVA SHIV KUMAR KURMI | 25 KVA | 1250
3563 | Damoh | Damoh North | Madiyado | BHILONI | 11 KV Doli AG | Doli | 25 KVA BHAGWAT KURMI WALA | 25 KVA | 1246
3564 | Damoh | Damoh North | Madiyado | BHILONI | 11 KV Doli AG | Doli | 25 KVA SUNEEL KUMRMI WALA | 25 KVA | 1243
3565 | Damoh | Damoh North | Madiyado | BHILONI | 11 KV Doli AG | Doli | 25 KVA KRIPAL DAU WLA | 25 KVA | 1240
3566 | Damoh | Damoh North | Madiyado | BHILONI | 11 KV Doli AG | Doli | 25 KVA VEERNDRA MADSAHAB WALA | 25 KVA | 1239
3567 | Damoh | Damoh North | Madiyado | BHILONI | 11 KV Doli AG | Doli | 25 KVA BALWAN WALI | 25 KVA | 1236
3568 | Damoh | Damoh North | Madiyado | BHILONI | 11 KV Doli AG | Doli | 25 KVA UDHAYBHAN WALA | 25 KVA | 1234
3569 | Damoh | Damoh North | Madiyado | BHILONI | 11 KV Doli AG | Doli | 25 KVA BAHORI WALA | 25 KVA | 1226
3570 | Damoh | Damoh North | Madiyado | BHILONI | 11 KV Doli AG | Doli | 25 KVA KOMAL KURMI WALA | 25 KVA | 1224
3571 | Damoh | Damoh North | Madiyado | BHILONI | 11 KV Doli AG | Doli | 25 KVA NABBU PATEL WALA | 25 KVA | 1223
3572 | Damoh | Damoh North | Madiyado | BHILONI | 11 KV Doli AG | Doli | 25 KVA SURENDRA PATEL WALA | 25 KVA | 1215
3573 | Damoh | Damoh North | Madiyado | BHILONI | 11 KV Doli AG | Doli | 25 KVA PURAN KACHHI WALA | 25 KVA | 1214
3574 | Damoh | Damoh North | Madiyado | BHILONI | 11 KV Doli AG | Doli | 25 KVA PANNA WALI | 25 KVA | 1211
3575 | Damoh | Damoh North | Madiyado | BHILONI | 11 KV Doli AG | Doli | 25 KVA CHETRAM WALA | 25 KVA | 1208
3576 | Damoh | Damoh North | Madiyado | BHILONI | 11 KV Doli AG | Deori Fatehpur | 100 KVA PARSADI KURMI WALA | 100 KVA | 1193
3577 | Damoh | Damoh North | Madiyado | BHILONI | 11 KV Doli AG | Mahuwa Kheda | 25 KVA TAPRAN TOLA WALA | 25 KVA | 1187
3578 | Damoh | Damoh North | Madiyado | BHILONI | 11 KV Doli AG | Mahuwa Kheda | 63 KVA RAMPURA WALA | 63 KVA | 1182
3579 | Damoh | Damoh North | Madiyado | BHILONI | 11 KV Doli AG | Mahuwa Kheda | 25 KVA NAYAKHEDA WALA | 25 KVA | 1174
3580 | Damoh | Damoh North | Madiyado | BHILONI | 11 KV Doli AG | Mahuwa Kheda | 25 KVA BHURI WAI WALA | 25 KVA | 1165
3581 | Damoh | Damoh North | Madiyado | BHILONI | 11 KV Doli AG | Mahuwa Kheda | 25 KVA LALLU LODHI WALA | 25 KVA | 1162
3582 | Damoh | Damoh North | Madiyado | BHILONI | 11 KV Doli AG | Mahuwa Kheda | 25 KVA MULAYAM SINGH WALA | 25 KVA | 1157
3583 | Damoh | Damoh North | Madiyado | BHILONI | 11 KV Doli AG | Mahuwa Kheda | 25 KVA PANJI MAHRAJ WALA | 25 KVA | 1155
3584 | Damoh | Damoh North | Madiyado | BHILONI | 11 KV Doli AG | Mahuwa Kheda | 25 KVA ABHINAV VIDOLAYA WALA | 25 KVA | 1154
3585 | Damoh | Damoh North | Madiyado | BHILONI | 11 KV Doli AG | Bhiloni | 63 KVA SUNA KACHRA KHAMRIYA | 63 KVA | 1149
3586 | Damoh | Damoh North | Madiyado | BHILONI | 11 KV Doli AG | Khamariya | 100 KVA ADHAR SINGH ATIRIKT | 100 KVA | 1144
3587 | Damoh | Damoh North | Madiyado | BHILONI | 11 KV Doli AG | Mahuwa Kheda | 25 KVA RAMADHAR VIDOLAYA WALA | 25 KVA | 1136
3588 | Damoh | Damoh North | Madiyado | BHILONI | 11 KV Doli AG | Mahuwa Kheda | 63 KVA MAHUAKHEDA WALI | 63 KVA | 1127
3589 | Damoh | Damoh North | Madiyado | BHILONI | 11 KV Doli AG | Khamariya | 25 KVA AKHLESH VIDOLAYA | 25 KVA | 1121
3590 | Damoh | Damoh North | Madiyado | BHILONI | 11 KV Doli AG | Mahuwa Kheda | 25 KVA DARWARI WALA | 25 KVA | 1113
3591 | Damoh | Damoh North | Madiyado | BHILONI | 11 KV Doli AG | Mahuwa Kheda | 25 KVA DAYA PATEL WALA | 25 KVA | 1109
3592 | Damoh | Damoh North | Madiyado | BHILONI | 11 KV Doli AG | Mahuwa Kheda | 63 KVA PAPPU WALA | 63 KVA | 1105
3593 | Damoh | Damoh North | Madiyado | BHILONI | 11 KV Doli AG | Khamariya | 100 KVA RAJDHAR WALA | 100 KVA | 1097
3594 | Damoh | Damoh North | Madiyado | BHILONI | 11 KV Doli AG | Khamariya | 25 KVA JANAKRANI THALLU WALA | 25 KVA | 1094
3595 | Damoh | Damoh North | Madiyado | BHILONI | 11 KV Doli AG | Khamariya | 25 KVA BARELAL RAJAK WALA | 25 KVA | 1091
3596 | Damoh | Damoh North | Madiyado | BHILONI | 11 KV Doli AG | Mihguwan Mafi | 25 KVA MULAYAM KURMI WALA | 25 KVA | 1387
3597 | Damoh | Damoh North | Madiyado | BHILONI | 11 KV Doli AG | Kaikheda | 25 KVA GANGARAM KURMI WALA | 25 KVA | 1392
3598 | Damoh | Damoh North | Madiyado | BHILONI | 11 KV Doli AG | Kaikheda | 25 KVA GHNASHYAM KURMI WALA | 25 KVA | 1396
3599 | Damoh | Damoh North | Madiyado | BHILONI | 11 KV Doli AG | Kaikheda | 25 KVA RADHIKA GUBANDI WALA | 25 KVA | 1400
3600 | Damoh | Damoh North | Madiyado | BHILONI | 11 KV Doli AG | Kaikheda | 25 KVA PRAKASH SAHU WALI | 25 KVA | 1406
3601 | Damoh | Damoh North | Madiyado | BHILONI | 11 KV Doli AG | Kaikheda | 25 KVA RAMPRASAD SAHU WALI | 25 KVA | 1408
3602 | Damoh | Damoh North | Madiyado | BHILONI | 11 KV Doli AG | Kaikheda | 25 KVA MAKHAN WALI | 25 KVA | 1411
3603 | Damoh | Damoh North | Madiyado | BHILONI | 11 KV Doli AG | NO VILLAGE FOUND | DTR NOT TAGGED | 25 KVA | 1413
3604 | Damoh | Damoh North | Madiyado | BHILONI | 11 KV Doli AG | NO VILLAGE FOUND | DTR NOT TAGGED | 25 KVA | 1414
3605 | Damoh | Damoh North | Madiyado | BHILONI | 11 KV Doli AG | NO VILLAGE FOUND | DTR NOT TAGGED | 25 KVA | 1415
3606 | Damoh | Damoh North | Madiyado | BHILONI | 11 KV Doli AG | NO VILLAGE FOUND | DTR NOT TAGGED | 25 KVA | 1418
3607 | Damoh | Damoh North | Madiyado | BHILONI | 11 KV Doli AG | NO VILLAGE FOUND | DTR NOT TAGGED | 25 KVA | 1422
3608 | Damoh | Damoh North | Madiyado | BHILONI | 11 KV Doli AG | NO VILLAGE FOUND | DTR NOT TAGGED | 25 KVA | 1424
3609 | Damoh | Damoh North | Pathariya Res | BILANI | 11 KV Bilani+Khejra DL | Bilani | BILANI SCHOOL WALA | 25 KVA | 661
3610 | Damoh | Damoh North | Pathariya Res | BILANI | 11 KV Bilani+Khejra DL | Bilani | BILANI HOSPITAL WALA | 25 KVA | 669
3611 | Damoh | Damoh North | Pathariya Res | BILANI | 11 KV Bilani+Khejra DL | Bilani | BILANI WATAR TANK | 25 KVA | 670
3612 | Damoh | Damoh North | Pathariya Res | BILANI | 11 KV Bilani+Khejra DL | Bilani | BILANI TALAB WALA | 25 KVA | 676
3613 | Damoh | Damoh North | Pathariya Res | BILANI | 11 KV Bilani+Khejra DL | Bilani | BILANI NEAR TEMPLE | 63 KVA | 682
3614 | Damoh | Damoh North | Pathariya Res | BILANI | 11 KV Bilani+Khejra DL | Bilani | BILANI GHANSHYAM HOUSE | 25 KVA | 684
3615 | Damoh | Damoh North | Pathariya Res | BILANI | 11 KV Bilani+Khejra DL | Bilani | BILANI RELAINCE | 100 KVA | 690
3616 | Damoh | Damoh North | Pathariya Res | BILANI | 11 KV Bilani+Khejra DL | Bilani | BILANI TOWER KE PASS | 25 KVA | 691
3617 | Damoh | Damoh North | Pathariya Res | BILANI | 11 KV Bilani+Khejra DL | Bilani | BILANI P IDEA | 25 KVA | 693
3618 | Damoh | Damoh North | Pathariya Res | BILANI | 11 KV Bilani+Khejra DL | Bilani | BILANI TIGADDA FS | 25 KVA | 703
3619 | Damoh | Damoh North | Pathariya Res | BILANI | 11 KV Bilani+Khejra DL | Karaiya Lakhroni | DHANIRAM WALA | 63 KVA | 722
3620 | Damoh | Damoh North | Pathariya Res | BILANI | 11 KV Bilani+Khejra DL | Karaiya Lakhroni | KHEJRA ROAD | 25 KVA | 724
3621 | Damoh | Damoh North | Pathariya Res | BILANI | 11 KV Bilani+Khejra DL | Karaiya Lakhroni | PARASRAM PATEL | 25 KVA | 726
3622 | Damoh | Damoh North | Pathariya Res | BILANI | 11 KV Bilani+Khejra DL | Khaejra Lakhroni | LODHI BASTI | 63 KVA | 732
3623 | Damoh | Damoh North | Pathariya Res | BILANI | 11 KV Bilani+Khejra DL | Karaiya Lakhroni | HARIJAN BASTI | 25 KVA | 738
3624 | Damoh | Damoh North | Pathariya Res | BILANI | 11 KV Bilani+Khejra DL | Karaiya Lakhroni | HARIJAN MOHALLA | 25 KVA | 740
3625 | Damoh | Damoh North | Pathariya Res | BILANI | 11 KV Bilani+Khejra DL | Karaiya Lakhroni | SHIVAM WALA | 25 KVA | 742
3626 | Damoh | Damoh North | Pathariya Res | BILANI | 11 KV Bilani+Khejra DL | Khaejra Lakhroni | SCHOOL WALA | 25 KVA | 746
3627 | Damoh | Damoh North | Pathariya Res | BILANI | 11 KV Bilani+Khejra DL | Bhainsa Narsinghgarh | KHEJRA NARAYAN PATEL | 25 KVA | 762
3628 | Damoh | Damoh North | Pathariya Res | BILANI | 11 KV Bilani+Khejra DL | Bhainsa Narsinghgarh | KHEJRA RAM MANDIR | 25 KVA | 765
3629 | Damoh | Damoh North | Pathariya Res | BILANI | 11 KV Bilani+Khejra DL | Khaejra Lakhroni | KHEJRA HAND PUMP | 100 KVA | 768
3630 | Damoh | Damoh North | Pathariya Res | BILANI | 11 KV Bilani+Khejra DL | Bilani | NEAR SUBSTATION | 25 KVA | 770
3631 | Damoh | Damoh North | Pathariya Res | BILANI | 11 KV Bilani+Khejra DL | Bilani | BILANI W/W | 25 KVA | 778
3632 | Damoh | Damoh North | Pathariya Res | BILANI | 11 KV Bilani+Khejra DL | Khajri | KHAJRI SONAKIYA WALA | 63 KVA | 783
3633 | Damoh | Damoh North | Pathariya Res | BILANI | 11 KV Bilani+Khejra DL | Kanari | KANARI VILLAGE | 100 KVA | 793
3634 | Damoh | Damoh North | Pathariya Res | BILANI | 11 KV Bilani+Khejra DL | Bilani | KHAJRI DHEERAJ WALA | 25 KVA | 800
3635 | Damoh | Damoh North | Pathariya Res | BILANI | 11 KV Bilani+Khejra DL | Khajri | KHAJRI NEAR SCHOOL | 25 KVA | 814
3636 | Damoh | Damoh North | Pathariya Res | BILANI | 11 KV Bilani+Khejra DL | Khajri | KHAJRI NEAR TEMPLE | 25 KVA | 815
3637 | Damoh | Damoh North | Pathariya Res | BILANI | 11 KV Bilani+Khejra DL | Khajri | KHAJRI NEAR BARIYA | 25 KVA | 823
3638 | Damoh | Damoh North | Pathariya Res | BILANI | 11 KV Bilani+Khejra DL | Khajri | KHAJRI JHIRIYA BHATO | 25 KVA | 843
3639 | Damoh | Damoh North | Pathariya Res | BILANI | 11 KV Bilani+Khejra DL | Khajri | KHAJRI RAMPURA WALA | 25 KVA | 850
3640 | Damoh | Damoh North | Pathariya Res | BILANI | 11 KV Bilani AG | Pipar Khiriya Pathariya | CHOUBEY | 25 KVA | 1106
3641 | Damoh | Damoh North | Pathariya Res | BILANI | 11 KV Bilani AG | Pipar Khiriya Pathariya | GINAR | 25 KVA | 1104
3642 | Damoh | Damoh North | Pathariya Res | BILANI | 11 KV Bilani AG | Pipar Khiriya Pathariya | PRABHU | 25 KVA | 1101
3643 | Damoh | Damoh North | Pathariya Res | BILANI | 11 KV Bilani AG | Pipar Khiriya Pathariya | SANTOSH YADAV | 25 KVA | 1094
3644 | Damoh | Damoh North | Pathariya Res | BILANI | 11 KV Bilani AG | Bilani | TAKHAT | 25 KVA | 1090
3645 | Damoh | Damoh North | Pathariya Res | BILANI | 11 KV Bilani AG | Bilani | VINOD DUBEY | 25 KVA | 1085
3646 | Damoh | Damoh North | Pathariya Res | BILANI | 11 KV Bilani AG | Bilani | LILADHAR | 25 KVA | 1079
3647 | Damoh | Damoh North | Pathariya Res | BILANI | 11 KV Bilani AG | Pipar Khiriya Pathariya | RAJKUMAR | 25 KVA | 1071
3648 | Damoh | Damoh North | Pathariya Res | BILANI | 11 KV Bilani AG | Pipar Khiriya Pathariya | RAJESH PATEL | 25 KVA | 1070
3649 | Damoh | Damoh North | Pathariya Res | BILANI | 11 KV Bilani AG | Pipar Khiriya Pathariya | BANSAL | 25 KVA | 1069
3650 | Damoh | Damoh North | Pathariya Res | BILANI | 11 KV Bilani AG | Pipar Khiriya Pathariya | UPADHYAY | 25 KVA | 1066
3651 | Damoh | Damoh North | Pathariya Res | BILANI | 11 KV Bilani AG | Pipar Khiriya Pathariya | BANSAL | 25 KVA | 1063
3652 | Damoh | Damoh North | Pathariya Res | BILANI | 11 KV Bilani AG | Pipar Khiriya Pathariya | SHRIBAI | 25 KVA | 1062
3653 | Damoh | Damoh North | Pathariya Res | BILANI | 11 KV Bilani AG | Pipar Khiriya Pathariya | MUNAI | 25 KVA | 1060
3654 | Damoh | Damoh North | Pathariya Res | BILANI | 11 KV Bilani AG | Pipar Khiriya Pathariya | RAJESH | 25 KVA | 1058
3655 | Damoh | Damoh North | Pathariya Res | BILANI | 11 KV Bilani AG | Bilani | HARIJAN | 25 KVA | 1047
3656 | Damoh | Damoh North | Pathariya Res | BILANI | 11 KV Bilani AG | Bilani | BILANI JAGDISH WALA | 25 KVA | 1042
3657 | Damoh | Damoh North | Pathariya Res | BILANI | 11 KV Bilani AG | Pipar Khiriya Pathariya | BILANI MALTHU WALA | 25 KVA | 1040
3658 | Damoh | Damoh North | Pathariya Res | BILANI | 11 KV Bilani AG | Bilani | BILANI GAUTAM TIWARI | 25 KVA | 1037
3659 | Damoh | Damoh North | Pathariya Res | BILANI | 11 KV Bilani AG | Bilani | BILANI SANDEEP PATEL | 100 KVA | 1031
3660 | Damoh | Damoh North | Pathariya Res | BILANI | 11 KV Bilani AG | Kankarda | MURAD | 100 KVA | 1029
3661 | Damoh | Damoh North | Pathariya Res | BILANI | 11 KV Bilani AG | Kankarda | GOLII | 25 KVA | 1027
3662 | Damoh | Damoh North | Pathariya Res | BILANI | 11 KV Bilani AG | Sukha | PURSHOTAM | 25 KVA | 1025
3663 | Damoh | Damoh North | Pathariya Res | BILANI | 11 KV Bilani AG | Kankarda | SHRIRAM | 25 KVA | 1013
3664 | Damoh | Damoh North | Pathariya Res | BILANI | 11 KV Bilani AG | Kankarda | RADHE | 25 KVA | 1011
3665 | Damoh | Damoh North | Pathariya Res | BILANI | 11 KV Bilani AG | Kankarda | DAYAL | 63 KVA | 1009
3666 | Damoh | Damoh North | Pathariya Res | BILANI | 11 KV Bilani AG | Bilani | DALU U | 25 KVA | 999
3667 | Damoh | Damoh North | Pathariya Res | BILANI | 11 KV Bilani AG | Bilani | BHUJWAL | 100 KVA | 988
3668 | Damoh | Damoh North | Pathariya Res | BILANI | 11 KV Bilani AG | Bilani | MASAB | 25 KVA | 987
3669 | Damoh | Damoh North | Pathariya Res | BILANI | 11 KV Bilani AG | Bilani | PATWARI | 100 KVA | 983
3670 | Damoh | Damoh North | Pathariya Res | BILANI | 11 KV Bilani AG | Bilani | GHANSHYAM | 25 KVA | 981
3671 | Damoh | Damoh North | Pathariya Res | BILANI | 11 KV Bilani AG | Bilani | PRANNATH | 25 KVA | 978
3672 | Damoh | Damoh North | Pathariya Res | BILANI | 11 KV Bilani AG | Bilani | DINDAYAL | 25 KVA | 960
3673 | Damoh | Damoh North | Pathariya Res | BILANI | 11 KV Bilani AG | Bilani | PREMNARAYAN | 25 KVA | 958
3674 | Damoh | Damoh North | Pathariya Res | BILANI | 11 KV Bilani AG | Bilani | ANAND | 63 KVA | 953
3675 | Damoh | Damoh North | Pathariya Res | BILANI | 11 KV Bilani AG | Bilani | ANAND | 25 KVA | 950
3676 | Damoh | Damoh North | Pathariya Res | BILANI | 11 KV Bilani AG | Bilani | BARETHA | 100 KVA | 943
3677 | Damoh | Damoh North | Pathariya Res | BILANI | 11 KV Bilani AG | Karaiya Lakhroni | KADAR | 100 KVA | 939
3678 | Damoh | Damoh North | Pathariya Res | BILANI | 11 KV Bilani AG | Karaiya Lakhroni | RAJJU SINGH | 25 KVA | 930
3679 | Damoh | Damoh North | Pathariya Res | BILANI | 11 KV Bilani AG | Karaiya Lakhroni | PAPPU DUBEY | 25 KVA | 927
3680 | Damoh | Damoh North | Pathariya Res | BILANI | 11 KV Bilani AG | Karaiya Lakhroni | HARIJAN 2 | 25 KVA | 926
3681 | Damoh | Damoh North | Pathariya Res | BILANI | 11 KV Bilani AG | Karaiya Lakhroni | HARIJAN | 63 KVA | 925
3682 | Damoh | Damoh North | Pathariya Res | BILANI | 11 KV Bilani AG | Karaiya Lakhroni | HARIJAN 1 | 25 KVA | 924
3683 | Damoh | Damoh North | Pathariya Res | BILANI | 11 KV Bilani AG | Karaiya Lakhroni | SACHIV | 63 KVA | 919
3684 | Damoh | Damoh North | Pathariya Res | BILANI | 11 KV Bilani AG | Karaiya Lakhroni | SHANKAR | 25 KVA | 910
3685 | Damoh | Damoh North | Pathariya Res | BILANI | 11 KV Bilani AG | Bilani | LIMBARDAR | 63 KVA | 906
3686 | Damoh | Damoh North | Pathariya Res | BILANI | 11 KV Bilani AG | Karaiya Lakhroni | JIWAN | 25 KVA | 892
3687 | Damoh | Damoh North | Pathariya Res | BILANI | 11 KV Bilani AG | Karaiya Lakhroni | RUP SINGH | 100 KVA | 890
3688 | Damoh | Damoh North | Pathariya Res | BILANI | 11 KV Bilani AG | Karaiya Lakhroni | RAJU SACHIV | 25 KVA | 888
3689 | Damoh | Damoh North | Pathariya Res | BILANI | 11 KV Bilani AG | Bilani | KASHIRAM | 25 KVA | 886
3690 | Damoh | Damoh North | Pathariya Res | BILANI | 11 KV Bilani AG | Kanari | RAJKUMAR | 25 KVA | 882
3691 | Damoh | Damoh North | Pathariya Res | BILANI | 11 KV Bilani AG | Kanari | BHOLE | 25 KVA | 880
3692 | Damoh | Damoh North | Pathariya Res | BILANI | 11 KV Bilani AG | Bilani | INDRABHAN | 25 KVA | 871
3693 | Damoh | Damoh North | Pathariya Res | BILANI | 11 KV Bilani AG | Bilani | KAPASYA | 25 KVA | 869
3694 | Damoh | Damoh North | Pathariya Res | BILANI | 11 KV Bilani AG | Bilani | TIRAHA | 25 KVA | 864
3695 | Damoh | Damoh North | Pathariya Res | BILANI | 11 KV Bilani AG | Bilani | NETA JI | 25 KVA | 859
3696 | Damoh | Damoh North | Pathariya Res | BILANI | 11 KV Bilani AG | Bilani | PUJARI | 25 KVA | 1112
3697 | Damoh | Damoh North | Pathariya Res | BILANI | 11 KV Bilani AG | Karaiya Lakhroni | DINNU | 63 KVA | 1117
3698 | Damoh | Damoh North | Pathariya Res | BILANI | 11 KV Bilani AG | Karaiya Lakhroni | LIMBARDAR | 100 KVA | 1126
3699 | Damoh | Damoh North | Pathariya Res | BILANI | 11 KV Bilani AG | Karaiya Lakhroni | SHANKAR | 63 KVA | 1134
3700 | Damoh | Damoh North | Pathariya Res | BILANI | 11 KV Bilani AG | Karaiya Lakhroni | HARIJAN | 25 KVA | 1138
3701 | Damoh | Damoh North | Pathariya Res | BILANI | 11 KV Bilani AG | Bilani | PURSHOTAM | 100 KVA | 1156
3702 | Damoh | Damoh North | Pathariya Res | BILANI | 11 KV Bilani AG | Bilani | MUSTAK | 25 KVA | 1157
3703 | Damoh | Damoh North | Pathariya Res | BILANI | 11 KV Bilani AG | Bilani | BIHARI | 10 KVA | 1163
3704 | Damoh | Damoh North | Pathariya Res | BILANI | 11 KV Bilani AG | Bilani | JAGDISH | 16 KVA | 1165
3705 | Damoh | Damoh North | Pathariya Res | BILANI | 11 KV Khajri AG | Kanari | KHAJRI RAMESH KUMAR | 25 KVA | 1286
3706 | Damoh | Damoh North | Pathariya Res | BILANI | 11 KV Khajri AG | Kanari | ARVIND | 63 KVA | 1278
3707 | Damoh | Damoh North | Pathariya Res | BILANI | 11 KV Khajri AG | Kanari | OMMKAR | 25 KVA | 1272
3708 | Damoh | Damoh North | Pathariya Res | BILANI | 11 KV Khajri AG | Kanari | HARIJAN | 25 KVA | 1267
3709 | Damoh | Damoh North | Pathariya Res | BILANI | 11 KV Khajri AG | Kanari | KAILASH | 25 KVA | 1262
3710 | Damoh | Damoh North | Pathariya Res | BILANI | 11 KV Khajri AG | Kanari | KODUU | 25 KVA | 1261
3711 | Damoh | Damoh North | Pathariya Res | BILANI | 11 KV Khajri AG | Kanari | HIMMAT | 25 KVA | 1259
3712 | Damoh | Damoh North | Pathariya Res | BILANI | 11 KV Khajri AG | Kanari | SANTOSH | 25 KVA | 1253
3713 | Damoh | Damoh North | Pathariya Res | BILANI | 11 KV Khajri AG | Kanari | LIMBARDAR | 100 KVA | 1250
3714 | Damoh | Damoh North | Pathariya Res | BILANI | 11 KV Khajri AG | Kanari | JITENDRA | 25 KVA | 1247
3715 | Damoh | Damoh North | Pathariya Res | BILANI | 11 KV Khajri AG | Kanari | HARIJAN | 25 KVA | 1246
3716 | Damoh | Damoh North | Pathariya Res | BILANI | 11 KV Khajri AG | Kanari | SANDIP | 25 KVA | 1242
3717 | Damoh | Damoh North | Pathariya Res | BILANI | 11 KV Khajri AG | Kanari | SHILRANI | 25 KVA | 1233
3718 | Damoh | Damoh North | Pathariya Res | BILANI | 11 KV Khajri AG | Kanari | KAMLESH | 25 KVA | 1231
3719 | Damoh | Damoh North | Pathariya Res | BILANI | 11 KV Khajri AG | Kanari | GULAB | 25 KVA | 1227
3720 | Damoh | Damoh North | Pathariya Res | BILANI | 11 KV Khajri AG | Kanari | KHAJRI RUPCHAND PATEL | 100 KVA | 1220
3721 | Damoh | Damoh North | Pathariya Res | BILANI | 11 KV Khajri AG | Khajri | RAJUU | 25 KVA | 1214
3722 | Damoh | Damoh North | Pathariya Res | BILANI | 11 KV Khajri AG | Khajri | GULAB | 25 KVA | 1210
3723 | Damoh | Damoh North | Pathariya Res | BILANI | 11 KV Khajri AG | Bilani | DHIRAJ | 100 KVA | 1192
3724 | Damoh | Damoh North | Pathariya Res | BILANI | 11 KV Khajri AG | Bilani | PRATAP | 100 KVA | 1186
3725 | Damoh | Damoh North | Pathariya Res | BILANI | 11 KV Khajri AG | Bilani | KAPSYA | 25 KVA | 1175
3726 | Damoh | Damoh North | Pathariya Res | BILANI | 11 KV Khajri AG | Kanari | ANARI | 100 KVA | 1290
3727 | Damoh | Damoh North | Pathariya Res | BILANI | 11 KV Khajri AG | Kanari | BHARAT | 25 KVA | 1294
3728 | Damoh | Damoh North | Pathariya Res | BILANI | 11 KV Khajri AG | Kanari | SHILARANI | 25 KVA | 1295
3729 | Damoh | Damoh North | Pathariya Res | BILANI | 11 KV Khajri AG | Khajri | HARIJAN | 25 KVA | 1297
3730 | Damoh | Damoh North | Pathariya Res | BILANI | 11 KV Khajri AG | Khajri | AWASTHI | 25 KVA | 1301
3731 | Damoh | Damoh North | Pathariya Res | BILANI | 11 KV Khajri AG | Khajri | AWADHBIHARI | 25 KVA | 1305
3732 | Damoh | Damoh North | Pathariya Res | BILANI | 11 KV Khajri AG | Khajri | BIENDRA PATEL | 25 KVA | 1312
3733 | Damoh | Damoh North | Pathariya Res | BILANI | 11 KV Khajri AG | Khajri | ASHOK | 100 KVA | 1315
3734 | Damoh | Damoh North | Pathariya Res | BILANI | 11 KV Khajri AG | Khajri | KHAJRI VIJAY SINGH | 63 KVA | 1320
3735 | Damoh | Damoh North | Pathariya Res | BILANI | 11 KV Khajri AG | Khajri | PRANNATH | 100 KVA | 1329
3736 | Damoh | Damoh North | Pathariya Res | BILANI | 11 KV Khajri AG | Khajri | UJYAR | 25 KVA | 1335
3737 | Damoh | Damoh North | Pathariya Res | BILANI | 11 KV Khajri AG | Khajri | DIPAK | 25 KVA | 1345
3738 | Damoh | Damoh North | Pathariya Res | BILANI | 11 KV Khajri AG | Khajri | NANNA | 63 KVA | 1347
3739 | Damoh | Damoh North | Pathariya Res | BILANI | 11 KV Khajri AG | Khajri | LATORI | 25 KVA | 1348
3740 | Damoh | Damoh North | Pathariya Res | BILANI | 11 KV Khajri AG | Bilani | RAM SINGH | 25 KVA | 1353
3741 | Damoh | Damoh North | Pathariya Res | BILANI | 11 KV Khajri AG | Bilani | CHITTAR | 25 KVA | 1354
3742 | Damoh | Damoh North | Pathariya Res | BILANI | 11 KV Khajri AG | Bilani | NAWAL | 25 KVA | 1356
3743 | Damoh | Damoh North | Pathariya Res | BILANI | 11 KV Khajri AG | Magardha | MAHRAJ | 25 KVA | 1358
3744 | Damoh | Damoh North | Pathariya Res | BILANI | 11 KV Khajri AG | Magardha | MUKESH PATEL | 25 KVA | 1359
3745 | Damoh | Damoh North | Pathariya Res | BILANI | 11 KV Khajri AG | Magardha | BABU SINGH | 25 KVA | 1364
3746 | Damoh | Damoh North | Pathariya Res | BILANI | 11 KV Khajri AG | Magardha | UMRAO | 25 KVA | 1368
3747 | Damoh | Damoh North | Pathariya Res | BILANI | 11 KV Khajri AG | Magardha | PANCHE | 25 KVA | 1373
3748 | Damoh | Damoh North | Pathariya Res | BILANI | 11 KV Khajri AG | Magardha | JAGAT | 25 KVA | 1377
3749 | Damoh | Damoh North | Pathariya Res | BILANI | 11 KV Khajri AG | Magardha | BHUJBAL | 25 KVA | 1380
3750 | Damoh | Damoh North | Pathariya Res | BILANI | 11 KV Khajri AG | Magardha | DAMMU | 25 KVA | 1381
3751 | Damoh | Damoh North | Pathariya Res | BILANI | 11 KV Khajri AG | Magardha | LALIT | 25 KVA | 1383
3752 | Damoh | Damoh North | Pathariya Res | BILANI | 11 KV Khajri AG | Magardha | HARIJAN | 25 KVA | 1386
3753 | Damoh | Damoh North | Pathariya Res | BILANI | 11 KV Khajri AG | Magardha | CHOTE SINGH | 100 KVA | 1392
3754 | Damoh | Damoh North | Pathariya Res | BILANI | 11 KV Khajri AG | Magardha | LAKHUU | 25 KVA | 1397
3755 | Damoh | Damoh North | Pathariya Res | BILANI | 11 KV Khajri AG | Magardha | NARAN | 25 KVA | 1402
3756 | Damoh | Damoh North | Pathariya Res | BILANI | 11 KV Khajri AG | Magardha | DIPAK | 25 KVA | 1406
3757 | Damoh | Damoh North | Pathariya Res | BILANI | 11 KV Khajri AG | Magardha | IMRAT | 25 KVA | 1410
3758 | Damoh | Damoh North | Pathariya Res | BILANI | 11 KV Khajri AG | Magardha | SARUU | 25 KVA | 1411
3759 | Damoh | Damoh North | Pathariya Res | BILANI | 11 KV Khajri AG | Khajri | BHARAT | 100 KVA | 1415
3760 | Damoh | Damoh North | Pathariya Res | BILANI | 11 KV Khajri AG | Khajri | NILESH | 25 KVA | 1421
3761 | Damoh | Damoh North | Pathariya Res | BILANI | 11 KV Khajri AG | Khajri | SONAKIYA | 25 KVA | 1424
3762 | Damoh | Damoh North | Pathariya Res | BILANI | 11 KV Khajri AG | Khajri | ANARI | 25 KVA | 1426
3763 | Damoh | Damoh North | Pathariya Res | BILANI | 11 KV Khajri AG | Khajri | GATHHU | 100 KVA | 1430
3764 | Damoh | Damoh North | Pathariya Res | BILANI | 11 KV Khajri AG | Khajri | SANTOSH | 25 KVA | 1438
3765 | Damoh | Damoh North | Pathariya Res | BILANI | 11 KV Khajri AG | Khajri | JAHAR | 25 KVA | 1439
3766 | Damoh | Damoh North | Pathariya Res | BILANI | 11 KV Khajri AG | Khajri | VIRANDRA | 25 KVA | 1443
3767 | Damoh | Damoh North | Pathariya Res | BILANI | 11 KV Khajri AG | Khajri | MADAN | 25 KVA | 1445
3768 | Damoh | Damoh North | Pathariya Res | BILANI | 11 KV Khajri AG | Khajri | ANARI | 25 KVA | 1450
3769 | Damoh | Damoh North | Pathariya Res | BILANI | 11 KV Khajri AG | Magardha | NANNHE | 25 KVA | 1460
3770 | Damoh | Damoh North | Pathariya Res | BILANI | 11 KV Khajri AG | Khajri | HARIJAN | 25 KVA | 1462
3771 | Damoh | Damoh North | Pathariya Res | BILANI | 11 KV Khajri AG | Magardha | JANAK | 100 KVA | 1464
3772 | Damoh | Damoh North | Pathariya Res | BILANI | 11 KV Khajri AG | Khajri | DALAN SINGH | 25 KVA | 1475
3773 | Damoh | Damoh North | Pathariya Res | BILANI | 11 KV Khajri AG | Khajri | RAJENDRA | 25 KVA | 1476
3774 | Damoh | Damoh North | Pathariya Res | BILANI | 11 KV Khajri AG | Semra Lodhi | KADORI | 100 KVA | 1480
3775 | Damoh | Damoh North | Pathariya Res | BILANI | 11 KV Khajri AG | Semra Lodhi | BENI T | 25 KVA | 1483
3776 | Damoh | Damoh North | Narsingarh | BILANI | 11 KV Khejra AG | Karaiya Lakhroni | BHOLA WALA | 63 KVA | 19
3777 | Damoh | Damoh North | Narsingarh | BILANI | 11 KV Khejra AG | Karaiya Lakhroni | PANNA WALA | 100 KVA | 28
3778 | Damoh | Damoh North | Narsingarh | BILANI | 11 KV Khejra AG | Khaejra Lakhroni | AAM WAL A | 63 KVA | 36
3779 | Damoh | Damoh North | Narsingarh | BILANI | 11 KV Khejra AG | Khaejra Lakhroni | SATEESH WALA | 25 KVA | 39
3780 | Damoh | Damoh North | Narsingarh | BILANI | 11 KV Khejra AG | Khaejra Lakhroni | VIJAY WALA | 25 KVA | 41
3781 | Damoh | Damoh North | Narsingarh | BILANI | 11 KV Khejra AG | Khaejra Lakhroni | MITHTHU ALA | 25 KVA | 45
3782 | Damoh | Damoh North | Narsingarh | BILANI | 11 KV Khejra AG | Khaejra Lakhroni | JAGDISH WALA | 25 KVA | 50
3783 | Damoh | Damoh North | Narsingarh | BILANI | 11 KV Khejra AG | Khaejra Lakhroni | GANGA RAM | 25 KVA | 58
3784 | Damoh | Damoh North | Narsingarh | BILANI | 11 KV Khejra AG | Bhainsa Narsinghgarh | JITENDRA WALA | 25 KVA | 61
3785 | Damoh | Damoh North | Narsingarh | BILANI | 11 KV Khejra AG | Bhainsa Narsinghgarh | DAYA RAM WALA | 25 KVA | 63
3786 | Damoh | Damoh North | Narsingarh | BILANI | 11 KV Khejra AG | Bhainsa Narsinghgarh | MADAN WALA | 25 KVA | 66
3787 | Damoh | Damoh North | Narsingarh | BILANI | 11 KV Khejra AG | Bhainsa Narsinghgarh | KIRAT WALA | 100 KVA | 71
3788 | Damoh | Damoh North | Narsingarh | BILANI | 11 KV Khejra AG | Bhainsa Narsinghgarh | SURAESH WALA | 25 KVA | 75
3789 | Damoh | Damoh North | Narsingarh | BILANI | 11 KV Khejra AG | Suhave | KMP WALA | 25 KVA | 79
3790 | Damoh | Damoh North | Narsingarh | BILANI | 11 KV Khejra AG | Suhave | KMP 2 | 25 KVA | 81
3791 | Damoh | Damoh North | Narsingarh | BILANI | 11 KV Khejra AG | Bhainsa Narsinghgarh | HVDS WALA | 25 KVA | 89
3792 | Damoh | Damoh North | Narsingarh | BILANI | 11 KV Khejra AG | Bhainsa Narsinghgarh | KUMA WALA | 25 KVA | 93
3793 | Damoh | Damoh North | Narsingarh | BILANI | 11 KV Khejra AG | Bhainsa Narsinghgarh | SCHOOL WALA | 100 KVA | 99
3794 | Damoh | Damoh North | Narsingarh | BILANI | 11 KV Khejra AG | Khaejra Lakhroni | MADHAV WALA | 25 KVA | 103
3795 | Damoh | Damoh North | Narsingarh | BILANI | 11 KV Khejra AG | Khaejra Lakhroni | JAGAENATJHWALA | 25 KVA | 111
3796 | Damoh | Damoh North | Narsingarh | BILANI | 11 KV Khejra AG | Khaejra Lakhroni | MAHDAV | 25 KVA | 116
3797 | Damoh | Damoh North | Narsingarh | BILANI | 11 KV Khejra AG | Khaejra Lakhroni | DESHRAJ | 25 KVA | 118
3798 | Damoh | Damoh North | Narsingarh | BILANI | 11 KV Khejra AG | Khaejra Lakhroni | BHOLA WALA | 25 KVA | 121
3799 | Damoh | Damoh North | Narsingarh | BILANI | 11 KV Khejra AG | Khaejra Lakhroni | SADAR RANI | 16 KVA | 130
3800 | Damoh | Damoh North | Narsingarh | BILANI | 11 KV Khejra AG | Khaejra Lakhroni | HVDS KAVAR HAR | 25 KVA | 133
3801 | Damoh | Damoh North | Narsingarh | BILANI | 11 KV Khejra AG | Khaejra Lakhroni | BHOLA 2 | 25 KVA | 135
3802 | Damoh | Damoh North | Narsingarh | BILANI | 11 KV Khejra AG | Karaiya Lakhroni | JAGAT WALA | 25 KVA | 141
3803 | Damoh | Damoh North | Narsingarh | BILANI | 11 KV Khejra AG | Karaiya Lakhroni | MANOJ WALA | 25 KVA | 148
3804 | Damoh | Damoh North | Narsingarh | BILANI | 11 KV Khejra AG | Karaiya Lakhroni | JUMMAN WALA | 25 KVA | 150
3805 | Damoh | Damoh North | Narsingarh | BILANI | 11 KV Khejra AG | Karaiya Lakhroni | KARAIYA HAAR | 100 KVA | 156
3806 | Damoh | Damoh North | Narsingarh | BILANI | 11 KV Khejra AG | Khaejra Lakhroni | PHE WALA | 63 KVA | 159
3807 | Damoh | Damoh North | Narsingarh | BILANI | 11 KV Khejra AG | Khaejra Lakhroni | MUKKADAM WALA | 100 KVA | 161
3808 | Damoh | Damoh North | Narsingarh | BILANI | 11 KV Khejra AG | Khaejra Lakhroni | MUKKADAM WALA | 100 KVA | 168
3809 | Damoh | Damoh North | Narsingarh | BILANI | 11 KV Khejra AG | Khaejra Lakhroni | MADHAV WALA1 | 100 KVA | 177
3810 | Damoh | Damoh North | Narsingarh | BILANI | 11 KV Khejra AG | Khaejra Lakhroni | SATEESH WALA | 25 KVA | 182
3811 | Damoh | Damoh North | Narsingarh | BILANI | 11 KV Khejra AG | Khaejra Lakhroni | VISHNU WALA | 25 KVA | 184
3812 | Damoh | Damoh North | Narsingarh | BILANI | 11 KV Khejra AG | Khaejra Lakhroni | KHEJRA HAR | 25 KVA | 185
3813 | Damoh | Damoh North | Narsingarh | BILANI | 11 KV Khejra AG | Khaejra Lakhroni | KHAIJRA HAR 2 | 25 KVA | 188
3814 | Damoh | Damoh North | Narsingarh | BILANI | 11 KV Khejra AG | Khaejra Lakhroni | MUKKADAM1 | 63 KVA | 193
3815 | Damoh | Damoh North | Narsingarh | BILANI | 11 KV Khejra AG | Khaejra Lakhroni | ROAD WALA | 25 KVA | 195
3816 | Damoh | Damoh North | Narsingarh | BILANI | 11 KV Khejra AG | Khaejra Lakhroni | BHAWNI WALA | 25 KVA | 196
3817 | Damoh | Damoh North | Narsingarh | BILANI | 11 KV Khejra AG | Khaejra Lakhroni | DEVEN WALA | 25 KVA | 199
3818 | Damoh | Damoh North | Narsingarh | BILANI | 11 KV Khejra AG | Kanari | BHANU WALA | 63 KVA | 209
3819 | Damoh | Damoh North | Narsingarh | BILANI | 11 KV Khejra AG | Kanari | HARIJAN 2 | 25 KVA | 217
3820 | Damoh | Damoh North | Narsingarh | BILANI | 11 KV Khejra AG | Kanari | HARIJAN WALA | 25 KVA | 220
3821 | Damoh | Damoh North | Narsingarh | BILANI | 11 KV Khejra AG | Kanari | ABCD-ENGLISH-ONLY | 25 KVA | 224
3822 | Damoh | Damoh North | Narsingarh | BILANI | 11 KV Khejra AG | Kanari | GANESH WALA | 25 KVA | 226
3823 | Damoh | Damoh North | Narsingarh | BILANI | 11 KV Khejra AG | Kanari | RAVI WALA | 25 KVA | 227
3824 | Damoh | Damoh North | Narsingarh | BILANI | 11 KV Khejra AG | Kanari | HAR WALA | 25 KVA | 229
3825 | Damoh | Damoh North | Narsingarh | BILANI | 11 KV Khejra AG | Kanari | VIJAY WALA | 63 KVA | 233
3826 | Damoh | Damoh North | Narsingarh | BILANI | 11 KV Khejra AG | Kanari | HAAR WAL | 25 KVA | 236
3827 | Damoh | Damoh North | Hatta Res | FATEHPUR | 11 KV Fatehpur Ag | Bharota | BARODA HAR | 25 KVA | 428
3828 | Damoh | Damoh North | Hatta Res | FATEHPUR | 11 KV Fatehpur Ag | Baroda Kalan | BARODA HAR TAGAR | 25 KVA | 423
3829 | Damoh | Damoh North | Hatta Res | FATEHPUR | 11 KV Fatehpur Ag | Baroda Kalan | BARODA HAR TAGAR | 25 KVA | 414
3830 | Damoh | Damoh North | Hatta Res | FATEHPUR | 11 KV Fatehpur Ag | Baroda Kalan | NINJU BARODA HAR | 25 KVA | 410
3831 | Damoh | Damoh North | Hatta Res | FATEHPUR | 11 KV Fatehpur Ag | Baroda Kalan | BARODA HAR TALAB KE PAAS | 25 KVA | 407
3832 | Damoh | Damoh North | Hatta Res | FATEHPUR | 11 KV Fatehpur Ag | Baroda Kalan | BARODA HAR | 25 KVA | 404
3833 | Damoh | Damoh North | Hatta Res | FATEHPUR | 11 KV Fatehpur Ag | Sagron | BARODA HAR WALA | 25 KVA | 397
3834 | Damoh | Damoh North | Hatta Res | FATEHPUR | 11 KV Fatehpur Ag | Sagron | BARODA HAR WALA | 25 KVA | 393
3835 | Damoh | Damoh North | Hatta Res | FATEHPUR | 11 KV Fatehpur Ag | Sagron | BARODA HAR WALA | 25 KVA | 390
3836 | Damoh | Damoh North | Hatta Res | FATEHPUR | 11 KV Fatehpur Ag | Sagron | BARODA HAR WALA | 25 KVA | 387
3837 | Damoh | Damoh North | Hatta Res | FATEHPUR | 11 KV Fatehpur Ag | Sagron | BARODA HAR WALA | 25 KVA | 381
3838 | Damoh | Damoh North | Hatta Res | FATEHPUR | 11 KV Fatehpur Ag | Sagron | BALRAM KACHI WALA | 25 KVA | 376
3839 | Damoh | Damoh North | Hatta Res | FATEHPUR | 11 KV Fatehpur Ag | Sagron | KUNNI KACHI WALA | 25 KVA | 371
3840 | Damoh | Damoh North | Hatta Res | FATEHPUR | 11 KV Fatehpur Ag | Baroda Kalan | BARODA HAR WALA | 25 KVA | 366
3841 | Damoh | Damoh North | Hatta Res | FATEHPUR | 11 KV Fatehpur Ag | Baroda Kalan | KISHORI KACHI BARORA HAR | 25 KVA | 357
3842 | Damoh | Damoh North | Hatta Res | FATEHPUR | 11 KV Fatehpur Ag | Baroda Kalan | PUPPU RAJA BARODA HAR | 25 KVA | 355
3843 | Damoh | Damoh North | Hatta Res | FATEHPUR | 11 KV Fatehpur Ag | Neemi | MUNNA KHAN | 25 KVA | 352
3844 | Damoh | Damoh North | Hatta Res | FATEHPUR | 11 KV Fatehpur Ag | Neemi | DAYARAM KURMI FATEPUR | 25 KVA | 346
3845 | Damoh | Damoh North | Hatta Res | FATEHPUR | 11 KV Fatehpur Ag | Neemi | HARPRASAD KACHHI | 25 KVA | 343
3846 | Damoh | Damoh North | Hatta Res | FATEHPUR | 11 KV Fatehpur Ag | Neemi | LAKHAN SAHU | 25 KVA | 339
3847 | Damoh | Damoh North | Hatta Res | FATEHPUR | 11 KV Fatehpur Ag | Neemi | DIPCHAND SAHU | 25 KVA | 337
3848 | Damoh | Damoh North | Hatta Res | FATEHPUR | 11 KV Fatehpur Ag | Neemi | MADAN TIWARI WALA FATEPUR | 25 KVA | 333
3849 | Damoh | Damoh North | Hatta Res | FATEHPUR | 11 KV Fatehpur Ag | Neemi | RAM VISHAL WALA FATEPUR | 25 KVA | 330
3850 | Damoh | Damoh North | Hatta Res | FATEHPUR | 11 KV Fatehpur Ag | Neemi | RAJESH SONI FATEPUR HAR WALA | 25 KVA | 325
3851 | Damoh | Damoh North | Hatta Res | FATEHPUR | 11 KV Fatehpur Ag | Kheri Ramdas | AJUDDI KURMI FATEPUR WALA | 25 KVA | 319
3852 | Damoh | Damoh North | Hatta Res | FATEHPUR | 11 KV Fatehpur Ag | Kheri Ramdas | AJJU LUHARYA FATEPUR WALA | 25 KVA | 316
3853 | Damoh | Damoh North | Hatta Res | FATEHPUR | 11 KV Fatehpur Ag | Kheri Ramdas | NARENDRA KURMI FATEPUR WALA | 25 KVA | 315
3854 | Damoh | Damoh North | Hatta Res | FATEHPUR | 11 KV Fatehpur Ag | Fatehpur | HARIRAM KACHI FATEPUR HAR WALA | 25 KVA | 311
3855 | Damoh | Damoh North | Hatta Res | FATEHPUR | 11 KV Fatehpur Ag | Fatehpur | GORA KACHI WALA | 25 KVA | 308
3856 | Damoh | Damoh North | Hatta Res | FATEHPUR | 11 KV Fatehpur Ag | Fatehpur | SEETARAM SARKAYA WALA | 25 KVA | 306
3857 | Damoh | Damoh North | Hatta Res | FATEHPUR | 11 KV Fatehpur Ag | Baroda Kalan | PAPPU RAJA BARODA HAR | 25 KVA | 303
3858 | Damoh | Damoh North | Hatta Res | FATEHPUR | 11 KV Fatehpur Ag | Baroda Kalan | GADHENYA WALA BARODA HAR | 25 KVA | 302
3859 | Damoh | Damoh North | Hatta Res | FATEHPUR | 11 KV Fatehpur Ag | Sagron | BARORA HAR | 25 KVA | 300
3860 | Damoh | Damoh North | Hatta Res | FATEHPUR | 11 KV Fatehpur Ag | Sagron | BARUODA TAGAR | 25 KVA | 298
3861 | Damoh | Damoh North | Hatta Res | FATEHPUR | 11 KV Fatehpur Ag | Baroda Kalan | BAROUDA HAR | 25 KVA | 294
3862 | Damoh | Damoh North | Hatta Res | FATEHPUR | 11 KV Fatehpur Ag | Baroda Kalan | AMAN SAHU | 25 KVA | 291
3863 | Damoh | Damoh North | Hatta Res | FATEHPUR | 11 KV Fatehpur Ag | Baroda Kalan | KHARAG RAM PATEL | 25 KVA | 285
3864 | Damoh | Damoh North | Hatta Res | FATEHPUR | 11 KV Fatehpur Ag | Baroda Kalan | YADAY WALA BAROUDA TAGAR | 25 KVA | 283
3865 | Damoh | Damoh North | Hatta Res | FATEHPUR | 11 KV Fatehpur Ag | Fatehpur | KALKA PATEL | 25 KVA | 280
3866 | Damoh | Damoh North | Hatta Res | FATEHPUR | 11 KV Fatehpur Ag | Fatehpur | KASHI SAHU | 25 KVA | 276
3867 | Damoh | Damoh North | Hatta Res | FATEHPUR | 11 KV Fatehpur Ag | Fatehpur | GENDA RANI SAHU | 25 KVA | 274
3868 | Damoh | Damoh North | Hatta Res | FATEHPUR | 11 KV Fatehpur Ag | Fatehpur | PURAN VISHWARMA | 25 KVA | 273
3869 | Damoh | Damoh North | Hatta Res | FATEHPUR | 11 KV Fatehpur Ag | Fatehpur | KISHORI KACHHI | 25 KVA | 271
3870 | Damoh | Damoh North | Hatta Res | FATEHPUR | 11 KV Fatehpur Ag | Fatehpur | JAI JAI SARKAR | 25 KVA | 269
3871 | Damoh | Damoh North | Hatta Res | FATEHPUR | 11 KV Fatehpur Ag | Fatehpur | MANEESH TIWARI FATEPUR WALA | 25 KVA | 262
3872 | Damoh | Damoh North | Hatta Res | FATEHPUR | 11 KV Fatehpur Ag | Fatehpur | SHANKAR GUPTA FATEPUR WALA | 25 KVA | 257
3873 | Damoh | Damoh North | Hatta Res | FATEHPUR | 11 KV Fatehpur Ag | Fatehpur | VISHAL WALA | 25 KVA | 243
3874 | Damoh | Damoh North | Hatta Res | FATEHPUR | 11 KV Fatehpur Ag | Hardua Jamsa | MANOHAR PATEL DEVDARA | 25 KVA | 242
3875 | Damoh | Damoh North | Hatta Res | FATEHPUR | 11 KV Fatehpur Ag | Hardua Jamsa | KHILAN SHING DEVDARA HARDUA JAMSHA WALA HAR | 25 KVA | 235
3876 | Damoh | Damoh North | Hatta Res | FATEHPUR | 11 KV Fatehpur Ag | Hardua Jamsa | RAMVEER SHING DEVDARA HARDUA JAMSHA WALA HAR | 25 KVA | 233
3877 | Damoh | Damoh North | Hatta Res | FATEHPUR | 11 KV Fatehpur Ag | Hardua Jamsa | VIJSY SHING DEVDARA HARDUA JAMSHA HAR WALA | 25 KVA | 232
3878 | Damoh | Damoh North | Hatta Res | FATEHPUR | 11 KV Fatehpur Ag | Hardua Jamsa | DEVDARA HARDUA JHAMSHA HAR WALA | 25 KVA | 229
3879 | Damoh | Damoh North | Hatta Res | FATEHPUR | 11 KV Fatehpur Ag | Hardua Jamsa | JAGNNATH PATEL DEVDARA HARDUA JAMSHA WALA HAR | 25 KVA | 224
3880 | Damoh | Damoh North | Hatta Res | FATEHPUR | 11 KV Fatehpur Ag | Hardua Jamsa | MOHANLAL TIWARI DEVDARA HARDUA JAMSHA WALA HAR | 25 KVA | 222
3881 | Damoh | Damoh North | Hatta Res | FATEHPUR | 11 KV Fatehpur Ag | Hardua Jamsa | LACHMAN SHING DEVDARA HARDUA JAMSHA WALA HAR | 25 KVA | 216
3882 | Damoh | Damoh North | Hatta Res | FATEHPUR | 11 KV Fatehpur Ag | Hardua Jamsa | MASHAN WALA DEVDARA HARDUA JAMSHA HAR | 25 KVA | 208
3883 | Damoh | Damoh North | Hatta Res | FATEHPUR | 11 KV Fatehpur Ag | Hardua Jamsa | DEVDARA HARDUA JHAMSHA HAR WALA | 25 KVA | 207
3884 | Damoh | Damoh North | Hatta Res | FATEHPUR | 11 KV Fatehpur Ag | Hardua Jamsa | KISHAN AHIRWAR DEVDARA HARDUA JAMSHA WALA HAR | 25 KVA | 202
3885 | Damoh | Damoh North | Hatta Res | FATEHPUR | 11 KV Fatehpur Ag | Deodara | DEVDARA DAR TALAB KE PASS | 25 KVA | 192
3886 | Damoh | Damoh North | Hatta Res | FATEHPUR | 11 KV Fatehpur Ag | Deodara | DEVDARA HAR | 25 KVA | 184
3887 | Damoh | Damoh North | Hatta Res | FATEHPUR | 11 KV Fatehpur Ag | Deodara | LAKHAN SINGH DEVDARA HAR | 25 KVA | 181
3888 | Damoh | Damoh North | Hatta Res | FATEHPUR | 11 KV Fatehpur Ag | Deodara | TALAB KE PAS BUDI HAR | 63 KVA | 171
3889 | Damoh | Damoh North | Hatta Res | FATEHPUR | 11 KV Fatehpur Ag | Deodara | RAY WALA BUDI HAR FATEPUR | 100 KVA | 160
3890 | Damoh | Damoh North | Hatta Res | FATEHPUR | 11 KV Fatehpur Ag | Sagron | KALKA PATEL BARODA HAR | 25 KVA | 143
3891 | Damoh | Damoh North | Hatta Res | FATEHPUR | 11 KV Fatehpur Ag | Sagron | KISHORI PATEL BARODA HAR | 25 KVA | 137
3892 | Damoh | Damoh North | Hatta Res | FATEHPUR | 11 KV Fatehpur Ag | Fatehpur | KATAYA JI | 25 KVA | 133
3893 | Damoh | Damoh North | Hatta Res | FATEHPUR | 11 KV Fatehpur Ag | Fatehpur | SAHU MAGROUN WALA | 25 KVA | 132
3894 | Damoh | Damoh North | Hatta Res | FATEHPUR | 11 KV Fatehpur Ag | Sagron | HAKAM HARDUAA JAMSA WALA | 25 KVA | 122
3895 | Damoh | Damoh North | Hatta Res | FATEHPUR | 11 KV Fatehpur Ag | Sagron | FATEPUR HAR WALA | 25 KVA | 120
3896 | Damoh | Damoh North | Hatta Res | FATEHPUR | 11 KV Fatehpur Ag | Fatehpur | MOHAN BANSAL | 25 KVA | 118
3897 | Damoh | Damoh North | Hatta Res | FATEHPUR | 11 KV Fatehpur Ag | Sagron | PARAM KURMI WALA | 25 KVA | 116
3898 | Damoh | Damoh North | Hatta Res | FATEHPUR | 11 KV Fatehpur Ag | Fatehpur | JAY JAY SHARKAR | 25 KVA | 113
3899 | Damoh | Damoh North | Hatta Res | FATEHPUR | 11 KV Fatehpur Ag | Fatehpur | THALU RAJAK | 25 KVA | 111
3900 | Damoh | Damoh North | Hatta Res | FATEHPUR | 11 KV Fatehpur Ag | Fatehpur | RAMNATH KACHI WALA | 25 KVA | 105
3901 | Damoh | Damoh North | Hatta Res | FATEHPUR | 11 KV Fatehpur Ag | Fatehpur | CHHINGA AHIRWAR WALA | 25 KVA | 98
3902 | Damoh | Damoh North | Hatta Res | FATEHPUR | 11 KV Fatehpur Ag | Fatehpur | BAHADUR KHAN WALA | 25 KVA | 94
3903 | Damoh | Damoh North | Hatta Res | FATEHPUR | 11 KV Fatehpur Ag | Fatehpur | HARIKESH KURMI | 25 KVA | 90
3904 | Damoh | Damoh North | Hatta Res | FATEHPUR | 11 KV Fatehpur Ag | Fatehpur | RAVARAM KURMI | 25 KVA | 86
3905 | Damoh | Damoh North | Hatta Res | FATEHPUR | 11 KV Fatehpur Ag | Fatehpur | DEVKI SARPANCH | 25 KVA | 84
3906 | Damoh | Damoh North | Hatta Res | FATEHPUR | 11 KV Fatehpur Ag | Fatehpur | RAJESH SELAT PHATEPUR | 25 KVA | 77
3907 | Damoh | Damoh North | Hatta Res | FATEHPUR | 11 KV Fatehpur Ag | Fatehpur | JAMNA PATEL KHERI WALE PHATEPUR | 25 KVA | 69
3908 | Damoh | Damoh North | Hatta Res | FATEHPUR | 11 KV Fatehpur Ag | Fatehpur | RAMMILLAN MICHRA WALA | 25 KVA | 66
3909 | Damoh | Damoh North | Hatta Res | FATEHPUR | 11 KV Fatehpur Ag | Fatehpur | SALONIYA WALA | 100 KVA | 55
3910 | Damoh | Damoh North | Hatta Res | FATEHPUR | 11 KV Fatehpur Ag | Fatehpur | GORISHANKAR MICHRA | 100 KVA | 47
3911 | Damoh | Damoh North | Hatta Res | FATEHPUR | 11 KV Fatehpur Ag | Fatehpur | CHARMOLA WALA PHATEPUR | 63 KVA | 45
3912 | Damoh | Damoh North | Hatta Res | FATEHPUR | 11 KV Fatehpur Ag | Fatehpur | SAGONA WALA | 25 KVA | 40
3913 | Damoh | Damoh North | Hatta Res | FATEHPUR | 11 KV Fatehpur Ag | Fatehpur | RELINCE TOWR KE SAMNE | 100 KVA | 33
3914 | Damoh | Damoh North | Hatta Res | FATEHPUR | 11 KV Fatehpur Ag | Fatehpur | MUNNA FATEPUR HAR | 100 KVA | 26
3915 | Damoh | Damoh North | Hatta Res | FATEHPUR | 11 KV Fatehpur Ag | Fatehpur | MUNNA KHET KE PASS | 63 KVA | 22
3916 | Damoh | Damoh North | Hatta Res | FATEHPUR | 11 KV Fatehpur Ag | Fatehpur | MUNNA FATEPUR HAR | 100 KVA | 13
3917 | Damoh | Damoh North | Hatta Res | FATEHPUR | 11 KV Fatehpur Ag | Baroda Kalan | BARODA HAR HARIJAN WALA | 25 KVA | 435
3918 | Damoh | Damoh North | Hatta Res | FATEHPUR | 11 KV Fatehpur Ag | Baroda Kalan | MAKKHAN BARODA HAR WALA | 25 KVA | 437
3919 | Damoh | Damoh North | Hatta Res | FATEHPUR | 11 KV Fatehpur Ag | Neemi | BARODA HAR WALA | 25 KVA | 442
3920 | Damoh | Damoh North | Hatta Res | FATEHPUR | 11 KV Fatehpur Ag | Neemi | BARODA HAR WALA | 25 KVA | 445
3921 | Damoh | Damoh North | Hatta Res | FATEHPUR | 11 KV Fatehpur Ag | Neemi | BARODA HAR TAGAR WALA | 25 KVA | 452
3922 | Damoh | Damoh North | Hatta Res | FATEHPUR | 11 KV Fatehpur Ag | Neemi | BARODA HAR TAGAR WALA | 25 KVA | 457
3923 | Damoh | Damoh North | Hatta Res | FATEHPUR | 11 KV Fatehpur Ag | Neemi | MUNGI DUBAY BARODA HAR WALA | 25 KVA | 463
3924 | Damoh | Damoh North | Hatta Res | FATEHPUR | 11 KV Fatehpur Ag | Bharota | BARODA HAR WALA | 25 KVA | 469
3925 | Damoh | Damoh North | Hatta Res | FATEHPUR | 11 KV Fatehpur Ag | Bharota | BARODA HAR WALA | 25 KVA | 471
3926 | Damoh | Damoh North | Hatta Res | FATEHPUR | 11 KV Fatehpur Ag | Baroda Kalan | KALU SHING | 25 KVA | 479
3927 | Damoh | Damoh North | Hatta Res | FATEHPUR | 11 KV Fatehpur Ag | Bharota | BARODA HAR WALA | 25 KVA | 482
3928 | Damoh | Damoh North | Hatta Res | FATEHPUR | 11 KV Fatehpur Ag | Bharota | BARODA HAR WALA | 25 KVA | 492
3929 | Damoh | Damoh North | Hatta Res | FATEHPUR | 11 KV Fatehpur Ag | Bharota | BARODA HAR WALA | 25 KVA | 495
3930 | Damoh | Damoh North | Hatta Res | FATEHPUR | 11 KV Fatehpur Ag | Bharota | BARODA HAR WALA | 25 KVA | 498
3931 | Damoh | Damoh North | Hatta Res | FATEHPUR | 11 KV Fatehpur Ag | Bharota | BARODA HAR WALA | 25 KVA | 501
3932 | Damoh | Damoh North | Hatta Res | FATEHPUR | 11 KV Fatehpur Ag | Baroda Kalan | TANTU RAJAK WALA | 25 KVA | 506
3933 | Damoh | Damoh North | Hatta Res | FATEHPUR | 11 KV Fatehpur Ag | Baroda Kalan | RAJU LUHRYA WALA | 100 KVA | 507
3934 | Damoh | Damoh North | Hatta Res | FATEHPUR | 11 KV Fatehpur Ag | Baroda Kalan | PATHAK WALA | 25 KVA | 510
3935 | Damoh | Damoh North | Hatta Res | FATEHPUR | 11 KV Fatehpur Ag | Baroda Kalan | SEDARE WALA BARODA | 25 KVA | 513
3936 | Damoh | Damoh North | Hatta Res | FATEHPUR | 11 KV Fatehpur Ag | Baroda Kalan | RAJU WALA | 25 KVA | 526
3937 | Damoh | Damoh North | Hatta Res | FATEHPUR | 11 KV Fatehpur Ag | Baroda Kalan | RADHA DUBEY WALA | 25 KVA | 529
3938 | Damoh | Damoh North | Hatta Res | FATEHPUR | 11 KV Fatehpur Ag | Baroda Kalan | MOHAN YADAV WALA | 25 KVA | 533
3939 | Damoh | Damoh North | Hatta Res | FATEHPUR | 11 KV Fatehpur DL | Fatehpur | RAMVISHAL PATEL | 25 KVA | 492
3940 | Damoh | Damoh North | Hatta Res | FATEHPUR | 11 KV Fatehpur DL | Neemi | SARDAR SING NIMI | 63 KVA | 476
3941 | Damoh | Damoh North | Hatta Res | FATEHPUR | 11 KV Fatehpur DL | Neemi | UMASHANKAR PATERIYA | 25 KVA | 474
3942 | Damoh | Damoh North | Hatta Res | FATEHPUR | 11 KV Fatehpur DL | Kheri Ramdas | LAKHAN YADAV KE PAS | 25 KVA | 472
3943 | Damoh | Damoh North | Hatta Res | FATEHPUR | 11 KV Fatehpur DL | Kheri Ramdas | KHERI BASTI NEAR GARG HOUSE | 25 KVA | 466
3944 | Damoh | Damoh North | Hatta Res | FATEHPUR | 11 KV Fatehpur DL | Fatehpur | PATEL KE PAS KHAIRI RAMDAS | 100 KVA | 455
3945 | Damoh | Damoh North | Hatta Res | FATEHPUR | 11 KV Fatehpur DL | Kheri Ramdas | SCHOOL KE PAS KHAIRI RAMDAS | 25 KVA | 441
3946 | Damoh | Damoh North | Hatta Res | FATEHPUR | 11 KV Fatehpur DL | Fatehpur | KHERI TIGADDA | 100 KVA | 417
3947 | Damoh | Damoh North | Hatta Res | FATEHPUR | 11 KV Fatehpur DL | Fatehpur | BADI KHER | 100 KVA | 412
3948 | Damoh | Damoh North | Hatta Res | FATEHPUR | 11 KV Fatehpur DL | Fatehpur | HARIJAN MOHALLA | 25 KVA | 409
3949 | Damoh | Damoh North | Hatta Res | FATEHPUR | 11 KV Fatehpur DL | Fatehpur | TALAIYA BALA | 25 KVA | 401
3950 | Damoh | Damoh North | Hatta Res | FATEHPUR | 11 KV Fatehpur DL | Fatehpur | NASEEM KHAN KA GHAR | 25 KVA | 396
3951 | Damoh | Damoh North | Hatta Res | FATEHPUR | 11 KV Fatehpur DL | Fatehpur | RELIANCE TOWER | 63 KVA | 380
3952 | Damoh | Damoh North | Hatta Res | FATEHPUR | 11 KV Fatehpur DL | Fatehpur | RAJJU BALA | 25 KVA | 371
3953 | Damoh | Damoh North | Hatta Res | FATEHPUR | 11 KV Fatehpur DL | Fatehpur | HARIJAN MOHALLA FATEHPUR | 25 KVA | 367
3954 | Damoh | Damoh North | Hatta Res | FATEHPUR | 11 KV Fatehpur DL | Fatehpur | BUS STAND | 100 KVA | 361
3955 | Damoh | Damoh North | Hatta Res | FATEHPUR | 11 KV Fatehpur DL | Fatehpur | THANA BALA | 100 KVA | 358
3956 | Damoh | Damoh North | Hatta Res | FATEHPUR | 11 KV Fatehpur DL | Fatehpur | NANHE KHE BALA | 63 KVA | 356
3957 | Damoh | Damoh North | Hatta Res | FATEHPUR | 11 KV Fatehpur DL | Fatehpur | GORELAL KE PAS | 25 KVA | 353
3958 | Damoh | Damoh North | Hatta Res | FATEHPUR | 11 KV Fatehpur DL | Fatehpur | JAI SARKAR | 63 KVA | 350
3959 | Damoh | Damoh North | Hatta Res | FATEHPUR | 11 KV Fatehpur DL | Deodara | DEVDHARA | 25 KVA | 344
3960 | Damoh | Damoh North | Hatta Res | FATEHPUR | 11 KV Fatehpur DL | Pipariya Ghanshyam | SOSAYATI BALA | 25 KVA | 301
3961 | Damoh | Damoh North | Hatta Res | FATEHPUR | 11 KV Fatehpur DL | Deodara | INDRAWAS COLONY | 63 KVA | 295
3962 | Damoh | Damoh North | Hatta Res | FATEHPUR | 11 KV Fatehpur DL | Pondi Fatehpur | PODI ASRAM | 25 KVA | 286
3963 | Damoh | Damoh North | Hatta Res | FATEHPUR | 11 KV Fatehpur DL | Pondi Fatehpur | PODI ASRAM 1 NO. | 25 KVA | 276
3964 | Damoh | Damoh North | Hatta Res | FATEHPUR | 11 KV Fatehpur DL | Pipariya Ghanshyam | YADAV BALA | 25 KVA | 249
3965 | Damoh | Damoh North | Hatta Res | FATEHPUR | 11 KV Fatehpur DL | Ludhani | MEDICAL BALA | 25 KVA | 218
3966 | Damoh | Damoh North | Hatta Res | FATEHPUR | 11 KV Fatehpur DL | Ludhani | LUDHNI BASTI | 25 KVA | 212
3967 | Damoh | Damoh North | Hatta Res | FATEHPUR | 11 KV Fatehpur DL | Ludhani | LUDHNI BASTI 1NO | 25 KVA | 209
3968 | Damoh | Damoh North | Hatta Res | FATEHPUR | 11 KV Fatehpur DL | Ludhani | LAMANIYA TOLA | 25 KVA | 196
3969 | Damoh | Damoh North | Hatta Res | FATEHPUR | 11 KV Fatehpur DL | Nayagaon | DUNGRUPURA BASTI | 25 KVA | 157
3970 | Damoh | Damoh North | Hatta Res | FATEHPUR | 11 KV Fatehpur DL | Nayagaon | CHHAKKI BALA | 25 KVA | 155
3971 | Damoh | Damoh North | Hatta Res | FATEHPUR | 11 KV Fatehpur DL | Nayagaon | SCHOOL KE PASS | 63 KVA | 150
3972 | Damoh | Damoh North | Hatta Res | FATEHPUR | 11 KV Fatehpur DL | Nayagaon | RAMPRASAD PATEL WALA | 25 KVA | 143
3973 | Damoh | Damoh North | Hatta Res | FATEHPUR | 11 KV Fatehpur DL | Pondi Fatehpur | NAYAGAON CHAKKI | 63 KVA | 130
3974 | Damoh | Damoh North | Hatta Res | FATEHPUR | 11 KV Fatehpur DL | Pondi Fatehpur | JHULLI KE PAS | 25 KVA | 107
3975 | Damoh | Damoh North | Hatta Res | FATEHPUR | 11 KV Fatehpur DL | Khejra Balju | PIPAL KE PAS | 25 KVA | 103
3976 | Damoh | Damoh North | Hatta Res | FATEHPUR | 11 KV Fatehpur DL | Khejra Balju | KESAV BALA | 25 KVA | 87
3977 | Damoh | Damoh North | Hatta Res | FATEHPUR | 11 KV Fatehpur DL | Khejra Balju | KHEJRA MANDIR BALA | 25 KVA | 74
3978 | Damoh | Damoh North | Hatta Res | FATEHPUR | 11 KV Fatehpur DL | Khejra Balju | AADIWASI BALA | 25 KVA | 64
3979 | Damoh | Damoh North | Hatta Res | FATEHPUR | 11 KV Fatehpur DL | Pipariya Ghanshyam | YADAV BALA | 63 KVA | 56
3980 | Damoh | Damoh North | Hatta Res | FATEHPUR | 11 KV Fatehpur DL | Pipariya Ghanshyam | CHHAKKI BALA | 100 KVA | 41
3981 | Damoh | Damoh North | Hatta Res | FATEHPUR | 11 KV Fatehpur DL | Fatehpur | SARJU YADAV | 63 KVA | 32
3982 | Damoh | Damoh North | Hatta Res | FATEHPUR | 11 KV Fatehpur DL | Fatehpur | FATEHPUR S/S KE PAS | 100 KVA | 2
3983 | Damoh | Damoh North | Hatta Res | FATEHPUR | 11 KV Fatehpur DL | Baroda Kalan | KHERMATA KE PAS | 25 KVA | 531
3984 | Damoh | Damoh North | Hatta Res | FATEHPUR | 11 KV Fatehpur DL | Baroda Kalan | YADAV BALA | 25 KVA | 560
3985 | Damoh | Damoh North | Hatta Res | FATEHPUR | 11 KV Fatehpur DL | Baroda Kalan | KALU KI CHAKKI | 25 KVA | 565
3986 | Damoh | Damoh North | Hatta Res | FATEHPUR | 11 KV Fatehpur DL | Baroda Kalan | AIRTERL TOWER | 25 KVA | 569
3987 | Damoh | Damoh North | Hatta Res | FATEHPUR | 11 KV Fatehpur DL | Baroda Kalan | NEKNARAYAN BALA | 25 KVA | 573
3988 | Damoh | Damoh North | Hatta Res | FATEHPUR | 11 KV Fatehpur DL | Baroda Kalan | BARODA BASTI | 100 KVA | 575
3989 | Damoh | Damoh North | Hatta Res | FATEHPUR | 11 KV Bari MIX | Achalpura | ACHALPURA TOWER | 25 KVA | 1021
3990 | Damoh | Damoh North | Hatta Res | FATEHPUR | 11 KV Bari MIX | Daha | DAHA BASTI | 63 KVA | 1002
3991 | Damoh | Damoh North | Hatta Res | FATEHPUR | 11 KV Bari MIX | Daha | DAHA BASTI | 25 KVA | 996
3992 | Damoh | Damoh North | Hatta Res | FATEHPUR | 11 KV Bari MIX | Chaupra Madiyado | DASHRATH VISHKARMA BALA BARI | 25 KVA | 962
3993 | Damoh | Damoh North | Hatta Res | FATEHPUR | 11 KV Bari MIX | Chaupra Madiyado | DARRU ADIWASI BARI | 25 KVA | 960
3994 | Damoh | Damoh North | Hatta Res | FATEHPUR | 11 KV Bari MIX | Chaupra Madiyado | CHOUPRA MADIYADO | 25 KVA | 956
3995 | Damoh | Damoh North | Hatta Res | FATEHPUR | 11 KV Bari MIX | Chaupra Madiyado | BARI MADIYADO | 25 KVA | 941
3996 | Damoh | Damoh North | Hatta Res | FATEHPUR | 11 KV Bari MIX | Bari Kanoda | BASTI WALA | 25 KVA | 919
3997 | Damoh | Damoh North | Hatta Res | FATEHPUR | 11 KV Bari MIX | Bari Kanoda | BARI COLONI WALA | 63 KVA | 917
3998 | Damoh | Damoh North | Hatta Res | FATEHPUR | 11 KV Bari MIX | Bari Kanoda | RELAINCE TOWER | 25 KVA | 916
3999 | Damoh | Damoh North | Hatta Res | FATEHPUR | 11 KV Bari MIX | Bari Kanoda | PATPARA WALA | 100 KVA | 910
4000 | Damoh | Damoh North | Hatta Res | FATEHPUR | 11 KV Bari MIX | Bari Kanoda | SUNDERNAGAR WALA | 25 KVA | 896
4001 | Damoh | Damoh North | Hatta Res | FATEHPUR | 11 KV Bari MIX | Bari Kanoda | BARI BASTI | 25 KVA | 884
4002 | Damoh | Damoh North | Hatta Res | FATEHPUR | 11 KV Bari MIX | Bari Kanoda | BASTI WALA | 63 KVA | 881
4003 | Damoh | Damoh North | Hatta Res | FATEHPUR | 11 KV Bari MIX | Bari Kanoda | KOMAL BALA BARI | 25 KVA | 872
4004 | Damoh | Damoh North | Hatta Res | FATEHPUR | 11 KV Bari MIX | Angori | ANGORI BASTI | 25 KVA | 867
4005 | Damoh | Damoh North | Hatta Res | FATEHPUR | 11 KV Bari MIX | Shahpura Ryt | KANORA KALA BASTI | 25 KVA | 853
4006 | Damoh | Damoh North | Hatta Res | FATEHPUR | 11 KV Bari MIX | Shahpura Ryt | KANORA KALA BASTI | 63 KVA | 836
4007 | Damoh | Damoh North | Hatta Res | FATEHPUR | 11 KV Bari MIX | Shahpura Ryt | KANORA KALA BASTI | 63 KVA | 826
4008 | Damoh | Damoh North | Hatta Res | FATEHPUR | 11 KV Bari MIX | Kanora Kalan | SINGHPUR SALAIYA HAAR | 25 KVA | 825
4009 | Damoh | Damoh North | Hatta Res | FATEHPUR | 11 KV Bari MIX | Furtal Ryt | SINGHPUR SALAIYA HAAR | 25 KVA | 812
4010 | Damoh | Damoh North | Hatta Res | FATEHPUR | 11 KV Bari MIX | Furtal Ryt | SINGHPUR SALAIYA HAAR | 25 KVA | 796
4011 | Damoh | Damoh North | Hatta Res | FATEHPUR | 11 KV Bari MIX | Shahpura Khurd | SINGHPUR CHAPRA TOLA | 25 KVA | 781
4012 | Damoh | Damoh North | Hatta Res | FATEHPUR | 11 KV Bari MIX | Shahpura Khurd | KANORA KALA HAR | 25 KVA | 773
4013 | Damoh | Damoh North | Hatta Res | FATEHPUR | 11 KV Bari MIX | Shahpura Khurd | KANORA HAR | 25 KVA | 762
4014 | Damoh | Damoh North | Hatta Res | FATEHPUR | 11 KV Bari MIX | Kanora Kalan | SINGHPUR CHPRA TOLA | 25 KVA | 743
4015 | Damoh | Damoh North | Hatta Res | FATEHPUR | 11 KV Bari MIX | Kanora Kalan | KANORA GUPTA WALA | 25 KVA | 717
4016 | Damoh | Damoh North | Hatta Res | FATEHPUR | 11 KV Bari MIX | Kanora Kalan | JOLLY KANORA | 63 KVA | 713
4017 | Damoh | Damoh North | Hatta Res | FATEHPUR | 11 KV Bari MIX | Kanora Kalan | KALYANSINGH KANORA | 63 KVA | 703
4018 | Damoh | Damoh North | Hatta Res | FATEHPUR | 11 KV Bari MIX | Kanora Kalan | SINGHPUR UMAR TOLA | 25 KVA | 677
4019 | Damoh | Damoh North | Hatta Res | FATEHPUR | 11 KV Bari MIX | Furtal Ryt | FURTAAL GAU SADAN WALA | 25 KVA | 660
4020 | Damoh | Damoh North | Hatta Res | FATEHPUR | 11 KV Bari MIX | Furtal Ryt | FURTAAL RAYAT AARAM WALA | 25 KVA | 661
4021 | Damoh | Damoh North | Hatta Res | FATEHPUR | 11 KV Bari MIX | Kanora Kalan | ANGORI SARDAR SING | 25 KVA | 663
4022 | Damoh | Damoh North | Hatta Res | FATEHPUR | 11 KV Bari MIX | Furtal Ryt | FURTAAL RAYAT TIWARI WALA | 63 KVA | 653
4023 | Damoh | Damoh North | Hatta Res | FATEHPUR | 11 KV Bari MIX | Sadpur | RAJA KHAN KANORA KALA | 63 KVA | 640
4024 | Damoh | Damoh North | Hatta Res | FATEHPUR | 11 KV Bari MIX | Sadpur | KANORA KALA BASTI | 25 KVA | 641
4025 | Damoh | Damoh North | Hatta Res | FATEHPUR | 11 KV Bari MIX | Sadpur | SHIV MANDIR KANORA KALA | 25 KVA | 631
4026 | Damoh | Damoh North | Hatta Res | FATEHPUR | 11 KV Bari MIX | Sadpur | SEMRA BASTI | 25 KVA | 619
4027 | Damoh | Damoh North | Hatta Res | FATEHPUR | 11 KV Bari MIX | Sadpur | SADPUR BAXWAHA ROAD | 25 KVA | 616
4028 | Damoh | Damoh North | Hatta Res | FATEHPUR | 11 KV Bari MIX | Sadpur | SADPUR BABLU WALA | 63 KVA | 614
4029 | Damoh | Damoh North | Hatta Res | FATEHPUR | 11 KV Bari MIX | Sadpur | SADPUR CHOKI WALA | 25 KVA | 611
4030 | Damoh | Damoh North | Hatta Res | FATEHPUR | 11 KV Bari MIX | Sadpur | SADPUR OMKAR WALA | 25 KVA | 609
4031 | Damoh | Damoh North | Hatta Res | FATEHPUR | 11 KV Bari MIX | Shahpura Ryt | SADPUR BAJRANG MANDIR | 25 KVA | 594
4032 | Damoh | Damoh North | Hatta Res | FATEHPUR | 11 KV Bari MIX | Shahpura Ryt | SATPUR BASTI | 25 KVA | 584
4033 | Damoh | Damoh North | Hatta Res | FATEHPUR | 11 KV Bari MIX | Shahpura Ryt | THARYAAR TOLA | 63 KVA | 573
4034 | Damoh | Damoh North | Hatta Res | FATEHPUR | 11 KV Bari MIX | Shahpura Ryt | SHAHPURAMAL BASTI | 25 KVA | 564
4035 | Damoh | Damoh North | Hatta Res | FATEHPUR | 11 KV Bari MIX | Shahpura Mal | SINGHPUR COLONY | 63 KVA | 533
4036 | Damoh | Damoh North | Hatta Res | FATEHPUR | 11 KV Bari MIX | Shahpura Mal | SINGHPUR BASTI | 100 KVA | 514
4037 | Damoh | Damoh North | Hatta Res | FATEHPUR | 11 KV Bari MIX | Shahpura Ryt | MADHATOLA BASTI | 100 KVA | 508
4038 | Damoh | Damoh North | Hatta Res | FATEHPUR | 11 KV Bari MIX | Shahpura Ryt | MADHATOLA BASTI | 25 KVA | 507
4039 | Damoh | Damoh North | Hatta Res | FATEHPUR | 11 KV Bari MIX | Shahpura Ryt | MADHITOLA BHAI SINGH | 25 KVA | 499
4040 | Damoh | Damoh North | Hatta Res | FATEHPUR | 11 KV Bari MIX | Shahpura Ryt | MADHIYA VIRAM SINGH | 25 KVA | 494
4041 | Damoh | Damoh North | Hatta Res | FATEHPUR | 11 KV Bari MIX | Shahpura Mal | SINGHPUR TOLA | 63 KVA | 485
4042 | Damoh | Damoh North | Hatta Res | FATEHPUR | 11 KV Bari MIX | Sakari | IMLIPURA TOLA | 63 KVA | 465
4043 | Damoh | Damoh North | Hatta Res | FATEHPUR | 11 KV Bari MIX | Singhpur | MADHITOLA RAMESH WALA | 25 KVA | 425
4044 | Damoh | Damoh North | Hatta Res | FATEHPUR | 11 KV Bari MIX | Singhpur | MADHITOLA SHUBHASH WALA | 25 KVA | 406
4045 | Damoh | Damoh North | Hatta Res | FATEHPUR | 11 KV Bari MIX | Kanora Kalan | RELAINCE KHUTYANI | 25 KVA | 363
4046 | Damoh | Damoh North | Hatta Res | FATEHPUR | 11 KV Bari MIX | Kanora Kalan | SHIVMANDIR KANORA KALA | 25 KVA | 349
4047 | Damoh | Damoh North | Hatta Res | FATEHPUR | 11 KV Bari MIX | Kanora Kalan | GANESH SARPANCH BARI KANORA | 100 KVA | 332
4048 | Damoh | Damoh North | Hatta Res | FATEHPUR | 11 KV Bari MIX | Kanora Kalan | FURTAAL TALAB WALA | 25 KVA | 311
4049 | Damoh | Damoh North | Hatta Res | FATEHPUR | 11 KV Bari MIX | Furtal Ryt | FURTAAL RAYAT BASTI | 25 KVA | 303
4050 | Damoh | Damoh North | Hatta Res | FATEHPUR | 11 KV Bari MIX | Sadpur | FURTAAL RAYAT BASTI | 100 KVA | 289
4051 | Damoh | Damoh North | Hatta Res | FATEHPUR | 11 KV Bari MIX | Sadpur | FURTAAL RAYAT BASTI | 25 KVA | 292
4052 | Damoh | Damoh North | Hatta Res | FATEHPUR | 11 KV Bari MIX | Shahpura Ryt | MADIKHEDA BASTI | 25 KVA | 279
4053 | Damoh | Damoh North | Hatta Res | FATEHPUR | 11 KV Bari MIX | Shahpura Ryt | MADIKHEDA BASTI | 25 KVA | 276
4054 | Damoh | Damoh North | Hatta Res | FATEHPUR | 11 KV Bari MIX | Kanora Kalan | MADIKHEDA BASTI | 25 KVA | 250
4055 | Damoh | Damoh North | Hatta Res | FATEHPUR | 11 KV Bari MIX | Ramnagar | BARI KANORA HAR | 25 KVA | 237
4056 | Damoh | Damoh North | Hatta Res | FATEHPUR | 11 KV Bari MIX | Ramnagar | BARI KANORA HAR | 63 KVA | 226
4057 | Damoh | Damoh North | Hatta Res | FATEHPUR | 11 KV Bari MIX | Ramnagar | RAMPURI TOLA | 25 KVA | 223
4058 | Damoh | Damoh North | Hatta Res | FATEHPUR | 11 KV Bari MIX | Ramnagar | KANORA KALA BASTI | 25 KVA | 219
4059 | Damoh | Damoh North | Hatta Res | FATEHPUR | 11 KV Bari MIX | Ramnagar | RAMKURI(ANGORI) | 25 KVA | 210
4060 | Damoh | Damoh North | Hatta Res | FATEHPUR | 11 KV Bari MIX | Ramnagar | KHERTALAI(ANGORI) | 63 KVA | 176
4061 | Damoh | Damoh North | Hatta Res | FATEHPUR | 11 KV Bari MIX | Bari Kanoda | BARI TAPRIAYAN | 25 KVA | 163
4062 | Damoh | Damoh North | Hatta Res | FATEHPUR | 11 KV Bari MIX | Bari Kanoda | BARI TIKRA | 25 KVA | 152
4063 | Damoh | Damoh North | Hatta Res | FATEHPUR | 11 KV Bari MIX | Bari Kanoda | BARI NABAL SINGH | 25 KVA | 145
4064 | Damoh | Damoh North | Hatta Res | FATEHPUR | 11 KV Bari MIX | Bari Kanoda | SCHOOL KE PASS | 25 KVA | 105
4065 | Damoh | Damoh North | Hatta Res | FATEHPUR | 11 KV Bari MIX | Bari Kanoda | MANDIR WALA | 25 KVA | 98
4066 | Damoh | Damoh North | Hatta Res | FATEHPUR | 11 KV Bari MIX | Bari Kanoda | PHE WALA BARI | 25 KVA | 87
4067 | Damoh | Damoh North | Hatta Res | FATEHPUR | 11 KV Bari MIX | Bari Kanoda | BARI TAPARIYAN TOLA | 25 KVA | 88
4068 | Damoh | Damoh North | Hatta Res | FATEHPUR | 11 KV Bari MIX | Bari Kanoda | KOMAL VISWAKARMA | 25 KVA | 71
4069 | Damoh | Damoh North | Hatta Res | FATEHPUR | 11 KV Bari MIX | Bari Kanoda | CRASSER WALA | 25 KVA | 62
4070 | Damoh | Damoh North | Hatta Res | FATEHPUR | 11 KV Bari MIX | Chaupra Madiyado | NANHI BARI BASTI | 25 KVA | 58
4071 | Damoh | Damoh North | Hatta Res | FATEHPUR | 11 KV Bari MIX | Chaupra Madiyado | MAHESH YADAV WALA | 25 KVA | 49
4072 | Damoh | Damoh North | Hatta Res | FATEHPUR | 11 KV Bari MIX | Pipariya Ghanshyam | MILETRI CAMP | 25 KVA | 13
4073 | Damoh | Damoh North | Hatta Res | FATEHPUR | 11 KV Bari MIX | Achalpura | ACHALPURA BASTI | 25 KVA | 1046
4074 | Damoh | Damoh North | Batiagarh | FUTERA | 11 KV Futera Pump DL | Barkuwain | CHHABI RANI | 25 KVA | 174
4075 | Damoh | Damoh North | Batiagarh | FUTERA | 11 KV Futera Pump DL | Sariya | RAJUL CHAURHA | 25 KVA | 161
4076 | Damoh | Damoh North | Batiagarh | FUTERA | 11 KV Futera Pump DL | Sariya | RAMA DAU | 25 KVA | 159
4077 | Damoh | Damoh North | Batiagarh | FUTERA | 11 KV Futera Pump DL | Sariya | HARI SINGH | 25 KVA | 154
4078 | Damoh | Damoh North | Batiagarh | FUTERA | 11 KV Futera Pump DL | Sariya | SEN WALA | 100 KVA | 151
4079 | Damoh | Damoh North | Batiagarh | FUTERA | 11 KV Futera Pump DL | Sariya | SHIKHAR CHANDR JAIN | 25 KVA | 146
4080 | Damoh | Damoh North | Batiagarh | FUTERA | 11 KV Futera Pump DL | Sariya | REKHA RAI | 16 KVA | 142
4081 | Damoh | Damoh North | Batiagarh | FUTERA | 11 KV Futera Pump DL | Sariya | JAIN WALA | 25 KVA | 139
4082 | Damoh | Damoh North | Batiagarh | FUTERA | 11 KV Futera Pump DL | Sariya | SULLU ASATI | 25 KVA | 136
4083 | Damoh | Damoh North | Batiagarh | FUTERA | 11 KV Futera Pump DL | Sariya | SATISH WALA | 25 KVA | 117
4084 | Damoh | Damoh North | Batiagarh | FUTERA | 11 KV Futera Pump DL | Sariya | NEEMKHEDA PAPPU WALA | 25 KVA | 95
4085 | Damoh | Damoh North | Batiagarh | FUTERA | 11 KV Futera Pump DL | Sariya | NEEMKHEDA SANTOSH | 25 KVA | 91
4086 | Damoh | Damoh North | Batiagarh | FUTERA | 11 KV Futera Pump DL | Tikri Neem Kheda | NEEMKHEDA ROOP SINGH | 25 KVA | 86
4087 | Damoh | Damoh North | Batiagarh | FUTERA | 11 KV Futera Pump DL | Tikri Neem Kheda | NEEMKHEDA DAYAL WALA | 25 KVA | 83
4088 | Damoh | Damoh North | Batiagarh | FUTERA | 11 KV Futera Pump DL | Tikri Neem Kheda | NEEMKHEDA LAXMAN | 25 KVA | 79
4089 | Damoh | Damoh North | Batiagarh | FUTERA | 11 KV Futera Pump DL | Tikri Neem Kheda | NEEMKHEDA 1 | 25 KVA | 70
4090 | Damoh | Damoh North | Batiagarh | FUTERA | 11 KV Futera Pump DL | Tikri Neem Kheda | NEEMKHEDA BHARAT | 25 KVA | 66
4091 | Damoh | Damoh North | Batiagarh | FUTERA | 11 KV Futera Pump DL | Tikri Neem Kheda | NEEMKHEDA SHITAL WALA | 25 KVA | 63
4092 | Damoh | Damoh North | Batiagarh | FUTERA | 11 KV Futera Pump DL | Tikri Neem Kheda | NEEMKHEDA SAROJ BAI | 25 KVA | 60
4093 | Damoh | Damoh North | Batiagarh | FUTERA | 11 KV Futera Pump DL | Sariya | NEEMKHEDA AHIRWAL | 25 KVA | 53
4094 | Damoh | Damoh North | Batiagarh | FUTERA | 11 KV Futera Pump DL | Sariya | NEEMKHEDA PARASRAM WALA | 25 KVA | 52
4095 | Damoh | Damoh North | Batiagarh | FUTERA | 11 KV Futera Pump DL | Basiya | BAMANPURA BARMSHILA | 25 KVA | 44
4096 | Damoh | Damoh North | Batiagarh | FUTERA | 11 KV Futera Pump DL | Basiya | BAMANPURA | 25 KVA | 41
4097 | Damoh | Damoh North | Batiagarh | FUTERA | 11 KV Futera Pump DL | Neem Kheda Tikri | NEEMKHEDA MUNNA WALA | 25 KVA | 36
4098 | Damoh | Damoh North | Batiagarh | FUTERA | 11 KV Futera Pump DL | Neem Kheda Tikri | NEEMKHEDA BHAARAT | 25 KVA | 31
4099 | Damoh | Damoh North | Batiagarh | FUTERA | 11 KV Futera Pump DL | Basiya | NEEMKHEDA HAJRAT | 25 KVA | 28
4100 | Damoh | Damoh North | Batiagarh | FUTERA | 11 KV Futera Pump DL | Basiya | NEEMKHEDA KASHIRAM | 25 KVA | 19
4101 | Damoh | Damoh North | Batiagarh | FUTERA | 11 KV Futera Pump DL | Basiya | NEEMKHEDA PRHALAD | 25 KVA | 13
4102 | Damoh | Damoh North | Batiagarh | FUTERA | 11 KV Futera Pump DL | Barkuwain | BAGIYA HAAR | 25 KVA | 177
4103 | Damoh | Damoh North | Batiagarh | FUTERA | 11 KV Futera Pump DL | Barkuwain | SHALA WALA | 25 KVA | 179
4104 | Damoh | Damoh North | Batiagarh | FUTERA | 11 KV Futera Pump DL | Barkuwain | TEDA AAM WALA | 25 KVA | 181
4105 | Damoh | Damoh North | Batiagarh | FUTERA | 11 KV Futera Pump DL | Barkuwain | KHUNDU ASATI | 25 KVA | 189
4106 | Damoh | Damoh North | Batiagarh | FUTERA | 11 KV Futera Pump DL | Barkuwain | ASHOK | 25 KVA | 190
4107 | Damoh | Damoh North | Batiagarh | FUTERA | 11 KV Futera Pump DL | Lukayan | LUKAYAN DEVENDRA | 25 KVA | 230
4108 | Damoh | Damoh North | Batiagarh | FUTERA | 11 KV Futera Pump DL | Lukayan | VIJAY MASAB | 25 KVA | 237
4109 | Damoh | Damoh North | Batiagarh | FUTERA | 11 KV Futera Pump DL | Lukayan | LUKAYAN SANDDEP | 25 KVA | 241
4110 | Damoh | Damoh North | Batiagarh | FUTERA | 11 KV Futera Pump DL | Barkuwain | KHUNDU ASATI 1 | 25 KVA | 248
4111 | Damoh | Damoh North | Batiagarh | FUTERA | 11 KV Futera Pump DL | Barkuwain | YAKOOB | 25 KVA | 249
4112 | Damoh | Damoh North | Batiagarh | FUTERA | 11 KV Futera Pump DL | Barkuwain | GUDDE | 25 KVA | 253
4113 | Damoh | Damoh North | Batiagarh | FUTERA | 11 KV Futera Pump DL | Barkuwain | GANESH WALA | 25 KVA | 255
4114 | Damoh | Damoh North | Batiagarh | FUTERA | 11 KV Futera Pump DL | Barkuwain | PRJAPATI | 25 KVA | 264
4115 | Damoh | Damoh North | Batiagarh | FUTERA | 11 KV Futera Pump DL | Barkuwain | DEVENDR WALA | 25 KVA | 267
4116 | Damoh | Damoh North | Batiagarh | FUTERA | 11 KV Futera Pump DL | Lukayan | BARKUWAIN MANAK | 25 KVA | 272
4117 | Damoh | Damoh North | Batiagarh | FUTERA | 11 KV Futera Pump DL | Hinota Malwari | MALWARI SWAM JI | 63 KVA | 304
4118 | Damoh | Damoh North | Batiagarh | FUTERA | 11 KV Futera Pump DL | Hinota Malwari | MALWARI HINOTA -1 | 25 KVA | 307
4119 | Damoh | Damoh North | Batiagarh | FUTERA | 11 KV Futera Pump DL | Hinota Malwari | GADOLA BALJU | 25 KVA | 312
4120 | Damoh | Damoh North | Batiagarh | FUTERA | 11 KV Futera Pump DL | Gadhola Balju | GADOLA AANAND | 25 KVA | 321
4121 | Damoh | Damoh North | Batiagarh | FUTERA | 11 KV Futera Pump DL | Gadhola Balju | GADHOLA BALJU | 25 KVA | 345
4122 | Damoh | Damoh North | Batiagarh | FUTERA | 11 KV Futera Pump DL | Gadhola Balju | LUKAYAN RAVI PATEL | 25 KVA | 348
4123 | Damoh | Damoh North | Batiagarh | FUTERA | 11 KV Futera Pump DL | Gadhola Balju | LUKAYAN KAMLU | 25 KVA | 349
4124 | Damoh | Damoh North | Batiagarh | FUTERA | 11 KV Futera Pump DL | Gadhola Balju | LUKAYAN KANCHHEDI | 25 KVA | 351
4125 | Damoh | Damoh North | Batiagarh | FUTERA | 11 KV Futera Pump DL | Gadhola Balju | LUKAYAN RAJA LIMMARDAR | 25 KVA | 361
4126 | Damoh | Damoh North | Batiagarh | FUTERA | 11 KV Futera Pump DL | Gadhola Balju | GADHOLA BALJU 2 | 25 KVA | 372
4127 | Damoh | Damoh North | Batiagarh | FUTERA | 11 KV Futera Pump DL | Gadhola Balju | LIMMARDAAR LUKAYAN | 25 KVA | 375
4128 | Damoh | Damoh North | Batiagarh | FUTERA | 11 KV Futera Pump DL | Gadhola Balju | GADHOLA BALJU AANAND | 25 KVA | 384
4129 | Damoh | Damoh North | Batiagarh | FUTERA | 11 KV Futera Pump DL | Hinota Malwari | HINOTA MAHESH | 25 KVA | 389
4130 | Damoh | Damoh North | Batiagarh | FUTERA | 11 KV Futera Pump DL | Hinota Malwari | HINOTA SWAMI JI | 25 KVA | 393
4131 | Damoh | Damoh North | Batiagarh | FUTERA | 11 KV Futera Pump DL | Malwari | HINOTA PAVAN GARGE | 25 KVA | 404
4132 | Damoh | Damoh North | Batiagarh | FUTERA | 11 KV Futera Pump DL | Malwari | HINOTA THAN SINGH | 100 KVA | 409
4133 | Damoh | Damoh North | Batiagarh | FUTERA | 11 KV Futera Pump DL | Malwari | HINOTA CHOORAMAN | 25 KVA | 415
4134 | Damoh | Damoh North | Batiagarh | FUTERA | 11 KV Futera Pump DL | Malwari | HINOTA MALWARI | 25 KVA | 417
4135 | Damoh | Damoh North | Batiagarh | FUTERA | 11 KV Futera Pump DL | Malwari | MALWARI SHAYAM DULARI | 25 KVA | 418
4136 | Damoh | Damoh North | Batiagarh | FUTERA | 11 KV Futera Pump DL | Hinota Malwari | BARKUWAIN ASHOK | 25 KVA | 422
4137 | Damoh | Damoh North | Batiagarh | FUTERA | 11 KV Futera Pump DL | Hinota Malwari | BARKUWAIN NAMDEV | 25 KVA | 429
4138 | Damoh | Damoh North | Batiagarh | FUTERA | 11 KV Futera Pump DL | Malwari | BARKUWAIN DARYAO MASAB | 25 KVA | 450
4139 | Damoh | Damoh North | Batiagarh | FUTERA | 11 KV Futera Pump DL | Hinota Malwari | BARKUWAIN BANMALI | 25 KVA | 453
4140 | Damoh | Damoh North | Batiagarh | FUTERA | 11 KV Futera Pump DL | Hinota Malwari | BARKUWAIN BHOORA | 25 KVA | 457
4141 | Damoh | Damoh North | Batiagarh | FUTERA | 11 KV Futera Pump DL | Lukayan | BILLE PATEL | 25 KVA | 459
4142 | Damoh | Damoh North | Batiagarh | FUTERA | 11 KV Futera Pump DL | Barkuwain | PATEL | 25 KVA | 464
4143 | Damoh | Damoh North | Batiagarh | FUTERA | 11 KV Futera Pump DL | Barkuwain | BARKUWAIN MISHRA WALA | 25 KVA | 467
4144 | Damoh | Damoh North | Batiagarh | FUTERA | 11 KV Futera Pump DL | Barkuwain | BARKUWAIN GOVIND ASATI | 25 KVA | 469
4145 | Damoh | Damoh North | Batiagarh | FUTERA | 11 KV Futera Pump DL | Lukayan | LUKAYAN BHOLE | 25 KVA | 476
4146 | Damoh | Damoh North | Batiagarh | FUTERA | 11 KV Futera Pump DL | Lukayan | LUKAYAN KANTU PATEL | 25 KVA | 483
4147 | Damoh | Damoh North | Batiagarh | FUTERA | 11 KV Futera Pump DL | Lukayan | LUKAYAN JAIN WALA | 25 KVA | 491
4148 | Damoh | Damoh North | Batiagarh | FUTERA | 11 KV Futera Pump DL | Lukayan | LUKAYAN -1 | 25 KVA | 492
4149 | Damoh | Damoh North | Batiagarh | FUTERA | 11 KV Futera Pump DL | Lukayan | LUKAYAN VEERENDRA SAHU | 25 KVA | 498
4150 | Damoh | Damoh North | Batiagarh | FUTERA | 11 KV Futera Pump DL | Lukayan | LUKAYAN RISHI | 25 KVA | 506
4151 | Damoh | Damoh North | Batiagarh | FUTERA | 11 KV Futera Pump DL | Gadhola Balju | LUKAYAN ABHISHEK | 25 KVA | 511
4152 | Damoh | Damoh North | Batiagarh | FUTERA | 11 KV Futera Pump DL | Bhatera | BAKAYAN SEETARAM | 25 KVA | 519
4153 | Damoh | Damoh North | Batiagarh | FUTERA | 11 KV Futera Pump DL | Bhatera | BAKAYAN SANJAY MALAK | 25 KVA | 531
4154 | Damoh | Damoh North | Batiagarh | FUTERA | 11 KV Futera Pump DL | Bhatera | BAKAYAN SANJAY MAALAK | 25 KVA | 536
4155 | Damoh | Damoh North | Batiagarh | FUTERA | 11 KV Futera Pump DL | Bhatera | BAKAYAN SHALA | 25 KVA | 540
4156 | Damoh | Damoh North | Batiagarh | FUTERA | 11 KV Futera Pump DL | Bhatera | BAKAYAN TOWER WALA | 25 KVA | 549
4157 | Damoh | Damoh North | Batiagarh | FUTERA | 11 KV Futera Pump DL | Bhatera | BAKAYAN W/W | 25 KVA | 550
4158 | Damoh | Damoh North | Batiagarh | FUTERA | 11 KV Futera Pump DL | Bhatera | BAKAYAN JAY MATA WALA | 25 KVA | 562
4159 | Damoh | Damoh North | Batiagarh | FUTERA | 11 KV Futera Pump DL | Bhatera | BAKAYAN BABLO | 100 KVA | 581
4160 | Damoh | Damoh North | Batiagarh | FUTERA | 11 KV Futera Pump DL | Bhatera | BAKAYAN DEVENDRA | 25 KVA | 585
4161 | Damoh | Damoh North | Batiagarh | FUTERA | 11 KV Futera Pump DL | Bhatera | BAKAYAN SHAYAM BABU | 25 KVA | 590
4162 | Damoh | Damoh North | Batiagarh | FUTERA | 11 KV Futera Pump DL | Bhatera | BAKAYAN BARA WALE | 25 KVA | 594
4163 | Damoh | Damoh North | Batiagarh | FUTERA | 11 KV Futera Basti DL | Menwar | MENWAR BASTI | 63 KVA | 199
4164 | Damoh | Damoh North | Batiagarh | FUTERA | 11 KV Futera Basti DL | Menwar | MENWAR WALA | 25 KVA | 191
4165 | Damoh | Damoh North | Batiagarh | FUTERA | 11 KV Futera Basti DL | Sariya | SARIYA IMLA KE PASS | 25 KVA | 139
4166 | Damoh | Damoh North | Batiagarh | FUTERA | 11 KV Futera Basti DL | Sariya | SARIYA TALAB KE PASS | 25 KVA | 136
4167 | Damoh | Damoh North | Batiagarh | FUTERA | 11 KV Futera Basti DL | Sariya | SARIYA BASTI-2 | 25 KVA | 134
4168 | Damoh | Damoh North | Batiagarh | FUTERA | 11 KV Futera Basti DL | Sariya | SARIYA BASTI-1 | 25 KVA | 133
4169 | Damoh | Damoh North | Batiagarh | FUTERA | 11 KV Futera Basti DL | Tikri Neem Kheda | TIKRI BASTI | 25 KVA | 120
4170 | Damoh | Damoh North | Batiagarh | FUTERA | 11 KV Futera Basti DL | Simri Chinta | FUTERA KANJI HOUSE KE PASS | 25 KVA | 74
4171 | Damoh | Damoh North | Batiagarh | FUTERA | 11 KV Futera Basti DL | Simri Chinta | FUTERA ANGANVADI KE PASS | 25 KVA | 71
4172 | Damoh | Damoh North | Batiagarh | FUTERA | 11 KV Futera Basti DL | Simri Chinta | FUTERA KHER MATA | 100 KVA | 68
4173 | Damoh | Damoh North | Batiagarh | FUTERA | 11 KV Futera Basti DL | Simri Chinta | FUTERA RELIANCE TOWER | 25 KVA | 60
4174 | Damoh | Damoh North | Batiagarh | FUTERA | 11 KV Futera Basti DL | Simri Chinta | FUTERA IDEA TOWER | 25 KVA | 57
4175 | Damoh | Damoh North | Batiagarh | FUTERA | 11 KV Futera Basti DL | Simri Chinta | FUTERA BASTI | 200 KVA | 53
4176 | Damoh | Damoh North | Batiagarh | FUTERA | 11 KV Futera Basti DL | Simri Chinta | FUTERA BSNL | 25 KVA | 44
4177 | Damoh | Damoh North | Batiagarh | FUTERA | 11 KV Futera Basti DL | Simri Chinta | FUTERA BADE KUA KE PASS | 63 KVA | 42
4178 | Damoh | Damoh North | Batiagarh | FUTERA | 11 KV Futera Basti DL | Simri Chinta | SIMRI BASTI | 25 KVA | 37
4179 | Damoh | Damoh North | Batiagarh | FUTERA | 11 KV Futera Basti DL | Simri Chinta | FUTERA GIRLS HOSTEL KE PASS | 63 KVA | 24
4180 | Damoh | Damoh North | Batiagarh | FUTERA | 11 KV Futera Basti DL | Simri Chinta | FUTERA PAWAN MAHARAJ | 100 KVA | 20
4181 | Damoh | Damoh North | Batiagarh | FUTERA | 11 KV Futera Basti DL | Simri Chinta | FUTERA HARIJAN BASTI-2 | 25 KVA | 19
4182 | Damoh | Damoh North | Batiagarh | FUTERA | 11 KV Futera Basti DL | Simri Chinta | FUTERA GAYA SEN | 100 KVA | 16
4183 | Damoh | Damoh North | Batiagarh | FUTERA | 11 KV Futera Basti DL | Simri Chinta | FUTERA POLICE CHOKI KE PASS | 25 KVA | 12
4184 | Damoh | Damoh North | Batiagarh | FUTERA | 11 KV Futera Basti DL | Simri Chinta | FUTERA JAGDEESH KHANGAR | 100 KVA | 10
4185 | Damoh | Damoh North | Batiagarh | FUTERA | 11 KV Futera Basti DL | Simri Chinta | FUTERA VIDEOCON | 25 KVA | 8
4186 | Damoh | Damoh North | Batiagarh | FUTERA | 11 KV Futera Basti DL | Simri Chinta | FUTERA CHANDI MATA | 100 KVA | 7
4187 | Damoh | Damoh North | Batiagarh | FUTERA | 11 KV Futera Basti DL | Simri Chinta | FUTERA HARIJAN BASTI | 25 KVA | 4
4188 | Damoh | Damoh North | Batiagarh | FUTERA | 11 KV Futera Basti DL | Simri Chinta | FUTERA AIRTEL WALA | 25 KVA | 3
4189 | Damoh | Damoh North | Batiagarh | FUTERA | 11 KV Futera Basti DL | Summer | SUMMER BASTI | 25 KVA | 251
4190 | Damoh | Damoh North | Batiagarh | FUTERA | 11 KV Futera Basti DL | Menwar | KARIYA DHAKAN | 63 KVA | 255
4191 | Damoh | Damoh North | Batiagarh | FUTERA | 11 KV Ganjbarkheda AG | Bandha | BANDHA UTTAM | 63 KVA | 403
4192 | Damoh | Damoh North | Batiagarh | FUTERA | 11 KV Ganjbarkheda AG | Bandha | BANDHA KALU | 63 KVA | 402
4193 | Damoh | Damoh North | Batiagarh | FUTERA | 11 KV Ganjbarkheda AG | Bandha | BANDHA POORAN | 25 KVA | 399
4194 | Damoh | Damoh North | Batiagarh | FUTERA | 11 KV Ganjbarkheda AG | Bandha | BANDHA TALAIYA | 25 KVA | 398
4195 | Damoh | Damoh North | Batiagarh | FUTERA | 11 KV Ganjbarkheda AG | Bandha | BANDHA PRASHANT YADAV | 25 KVA | 393
4196 | Damoh | Damoh North | Batiagarh | FUTERA | 11 KV Ganjbarkheda AG | Bandha | BANDHA BIHARI CHOUBEY | 25 KVA | 385
4197 | Damoh | Damoh North | Batiagarh | FUTERA | 11 KV Ganjbarkheda AG | Bandha | BANDHA SANTOSH | 25 KVA | 382
4198 | Damoh | Damoh North | Batiagarh | FUTERA | 11 KV Ganjbarkheda AG | Bandha | BANDHA VIMAL | 25 KVA | 378
4199 | Damoh | Damoh North | Batiagarh | FUTERA | 11 KV Ganjbarkheda AG | Bandha | BANDHA SHRIRAM | 25 KVA | 375
4200 | Damoh | Damoh North | Batiagarh | FUTERA | 11 KV Ganjbarkheda AG | Bandha | BANDHA DHULLA | 25 KVA | 373
4201 | Damoh | Damoh North | Batiagarh | FUTERA | 11 KV Ganjbarkheda AG | Agara | BANDHA GATTI WALA | 25 KVA | 371
4202 | Damoh | Damoh North | Batiagarh | FUTERA | 11 KV Ganjbarkheda AG | Bandha | BANDHA RAMSINGH | 25 KVA | 368
4203 | Damoh | Damoh North | Batiagarh | FUTERA | 11 KV Ganjbarkheda AG | Ganj Barkheda | BANDHA PARSOTTAM | 25 KVA | 359
4204 | Damoh | Damoh North | Batiagarh | FUTERA | 11 KV Ganjbarkheda AG | Ganj Barkheda | BANDHA SANTOSH | 25 KVA | 355
4205 | Damoh | Damoh North | Batiagarh | FUTERA | 11 KV Ganjbarkheda AG | Ganj Barkheda | BANDHA KOMAL | 25 KVA | 354
4206 | Damoh | Damoh North | Batiagarh | FUTERA | 11 KV Ganjbarkheda AG | Ganj Barkheda | GANJ BARKHEDA ANRATH | 25 KVA | 336
4207 | Damoh | Damoh North | Batiagarh | FUTERA | 11 KV Ganjbarkheda AG | Ganj Barkheda | GANJ BARKHEDA AJMER | 25 KVA | 334
4208 | Damoh | Damoh North | Batiagarh | FUTERA | 11 KV Ganjbarkheda AG | Ghurata | AGARA KAMALRANI | 25 KVA | 328
4209 | Damoh | Damoh North | Batiagarh | FUTERA | 11 KV Ganjbarkheda AG | Agara | AGARA GIRJABAI | 25 KVA | 304
4210 | Damoh | Damoh North | Batiagarh | FUTERA | 11 KV Ganjbarkheda AG | Ghurata | AGARA SUNDRIBAI | 25 KVA | 297
4211 | Damoh | Damoh North | Batiagarh | FUTERA | 11 KV Ganjbarkheda AG | Ghurata | AGARA DEEPESH JAIN | 25 KVA | 292
4212 | Damoh | Damoh North | Batiagarh | FUTERA | 11 KV Ganjbarkheda AG | Simri Chinta | FUTERA MOHAN | 25 KVA | 277
4213 | Damoh | Damoh North | Batiagarh | FUTERA | 11 KV Ganjbarkheda AG | Ghurata | GHUARATA TULSI PATEL | 25 KVA | 273
4214 | Damoh | Damoh North | Batiagarh | FUTERA | 11 KV Ganjbarkheda AG | Ghurata | GHUARATA MAANSINGH | 25 KVA | 269
4215 | Damoh | Damoh North | Batiagarh | FUTERA | 11 KV Ganjbarkheda AG | Ghurata | GHUARAT HARIGOVIND | 25 KVA | 266
4216 | Damoh | Damoh North | Batiagarh | FUTERA | 11 KV Ganjbarkheda AG | Ghurata | GHUARAT NIRPAT SAHU | 25 KVA | 264
4217 | Damoh | Damoh North | Batiagarh | FUTERA | 11 KV Ganjbarkheda AG | Ghurata | GHUARAT BALLU | 25 KVA | 261
4218 | Damoh | Damoh North | Batiagarh | FUTERA | 11 KV Ganjbarkheda AG | Ghurata | GHUARAT HEERALAL | 25 KVA | 259
4219 | Damoh | Damoh North | Batiagarh | FUTERA | 11 KV Ganjbarkheda AG | Ghurata | GHUARAT MOORAT | 25 KVA | 255
4220 | Damoh | Damoh North | Batiagarh | FUTERA | 11 KV Ganjbarkheda AG | Ghurata | GHUARAT NARAYAN SEN | 25 KVA | 250
4221 | Damoh | Damoh North | Batiagarh | FUTERA | 11 KV Ganjbarkheda AG | Ghurata | GHUARAT PREETAM | 25 KVA | 247
4222 | Damoh | Damoh North | Batiagarh | FUTERA | 11 KV Ganjbarkheda AG | Ghurata | GHUARAT TIKRO | 100 KVA | 237
4223 | Damoh | Damoh North | Batiagarh | FUTERA | 11 KV Ganjbarkheda AG | Ghurata | GHUARAT HAAR | 100 KVA | 228
4224 | Damoh | Damoh North | Batiagarh | FUTERA | 11 KV Ganjbarkheda AG | Ghurata | GHUARAT BHANSINGH | 25 KVA | 222
4225 | Damoh | Damoh North | Batiagarh | FUTERA | 11 KV Ganjbarkheda AG | Ghurata | GHUARAT BHARAT | 25 KVA | 214
4226 | Damoh | Damoh North | Batiagarh | FUTERA | 11 KV Ganjbarkheda AG | Ghurata | GHUARAT RAMSINGH | 25 KVA | 211
4227 | Damoh | Damoh North | Batiagarh | FUTERA | 11 KV Ganjbarkheda AG | Ghurata | GHUARAT KOAML SINGH | 63 KVA | 205
4228 | Damoh | Damoh North | Batiagarh | FUTERA | 11 KV Ganjbarkheda AG | Futera Kalan | GANJBARKHEDA JAHAR | 25 KVA | 199
4229 | Damoh | Damoh North | Batiagarh | FUTERA | 11 KV Ganjbarkheda AG | Futera Kalan | FUTERA SEETARAM | 25 KVA | 196
4230 | Damoh | Damoh North | Batiagarh | FUTERA | 11 KV Ganjbarkheda AG | Futera Kalan | FUTERA HARIHAR KHARE | 25 KVA | 193
4231 | Damoh | Damoh North | Batiagarh | FUTERA | 11 KV Ganjbarkheda AG | Kabirpur | FUTERA PRAKASH RAI | 25 KVA | 188
4232 | Damoh | Damoh North | Batiagarh | FUTERA | 11 KV Ganjbarkheda AG | Futera Kalan | FUTERA PRATAP | 25 KVA | 184
4233 | Damoh | Damoh North | Batiagarh | FUTERA | 11 KV Ganjbarkheda AG | Futera Kalan | FUTERA GANESH RAI | 25 KVA | 186
4234 | Damoh | Damoh North | Batiagarh | FUTERA | 11 KV Ganjbarkheda AG | Futera Kalan | FUTERA SATYAVATI | 25 KVA | 180
4235 | Damoh | Damoh North | Batiagarh | FUTERA | 11 KV Ganjbarkheda AG | Futera Kalan | FUTERA KANCHHEDI | 25 KVA | 182
4236 | Damoh | Damoh North | Batiagarh | FUTERA | 11 KV Ganjbarkheda AG | Futera Kalan | GANJBARKHEDA JAGDEESH | 25 KVA | 176
4237 | Damoh | Damoh North | Batiagarh | FUTERA | 11 KV Ganjbarkheda AG | Futera Kalan | GANJBARKHEDA CHAIN SINGH | 100 KVA | 169
4238 | Damoh | Damoh North | Batiagarh | FUTERA | 11 KV Ganjbarkheda AG | Kabirpur | GANJBARKHEDA SHRIRAM | 25 KVA | 167
4239 | Damoh | Damoh North | Batiagarh | FUTERA | 11 KV Ganjbarkheda AG | Kabirpur | GANJBARKHEDA KHILAN | 25 KVA | 164
4240 | Damoh | Damoh North | Batiagarh | FUTERA | 11 KV Ganjbarkheda AG | Futera Kalan | GANJBARKHEDA NANNE | 25 KVA | 156
4241 | Damoh | Damoh North | Batiagarh | FUTERA | 11 KV Ganjbarkheda AG | Ghurata | GANJ BARKHEDA KHOOB SINGH | 25 KVA | 149
4242 | Damoh | Damoh North | Batiagarh | FUTERA | 11 KV Ganjbarkheda AG | Ghurata | GANJ BARKHEDA MOOLSINGH | 25 KVA | 146
4243 | Damoh | Damoh North | Batiagarh | FUTERA | 11 KV Ganjbarkheda AG | Ganj Barkheda | BANDHA PANCHAM | 25 KVA | 140
4244 | Damoh | Damoh North | Batiagarh | FUTERA | 11 KV Ganjbarkheda AG | Ganj Barkheda | GANJ BARKHEDA BIHARI | 25 KVA | 137
4245 | Damoh | Damoh North | Batiagarh | FUTERA | 11 KV Ganjbarkheda AG | Ganj Barkheda | GANJ BARKHEDA SUNDAR SINGH | 25 KVA | 132
4246 | Damoh | Damoh North | Batiagarh | FUTERA | 11 KV Ganjbarkheda AG | Ganj Barkheda | GANJ BARKHEDA BABU | 25 KVA | 127
4247 | Damoh | Damoh North | Batiagarh | FUTERA | 11 KV Ganjbarkheda AG | Ganj Barkheda | GANJ BARKHEDA SANTU | 25 KVA | 118
4248 | Damoh | Damoh North | Batiagarh | FUTERA | 11 KV Ganjbarkheda AG | Ganj Barkheda | GANJ BARKHEDA SANTU | 25 KVA | 116
4249 | Damoh | Damoh North | Batiagarh | FUTERA | 11 KV Ganjbarkheda AG | Ganj Barkheda | GANJ BARKHEDA SALKU | 25 KVA | 114
4250 | Damoh | Damoh North | Batiagarh | FUTERA | 11 KV Ganjbarkheda AG | Ganj Barkheda | GANJ BARKHEDA SALKU | 25 KVA | 110
4251 | Damoh | Damoh North | Batiagarh | FUTERA | 11 KV Ganjbarkheda AG | Ganj Barkheda | GANJ BARKHEDA HEERALAL | 25 KVA | 108
4252 | Damoh | Damoh North | Batiagarh | FUTERA | 11 KV Ganjbarkheda AG | Ganj Barkheda | GANJ BARKHEDA GULAI | 25 KVA | 103
4253 | Damoh | Damoh North | Batiagarh | FUTERA | 11 KV Ganjbarkheda AG | Ganj Barkheda | GANJ BARKHEDA TIJAI | 25 KVA | 97
4254 | Damoh | Damoh North | Batiagarh | FUTERA | 11 KV Ganjbarkheda AG | Ganj Barkheda | GANJ BARKHEDA HALKIBAHU | 25 KVA | 96
4255 | Damoh | Damoh North | Batiagarh | FUTERA | 11 KV Ganjbarkheda AG | Ganj Barkheda | GANJ BARKHEDA HARSHVARDHAN | 25 KVA | 87
4256 | Damoh | Damoh North | Batiagarh | FUTERA | 11 KV Ganjbarkheda AG | Futera Kalan | GANJ BARKHEDA KANCHEDI | 25 KVA | 83
4257 | Damoh | Damoh North | Batiagarh | FUTERA | 11 KV Ganjbarkheda AG | Ghurata | GHURATA RANMAT | 25 KVA | 80
4258 | Damoh | Damoh North | Batiagarh | FUTERA | 11 KV Ganjbarkheda AG | Ghurata | GHURATA PARWAT SINGH | 25 KVA | 79
4259 | Damoh | Damoh North | Batiagarh | FUTERA | 11 KV Ganjbarkheda AG | Ghurata | GANJ BARKHEDA PURSOTTAM KUDERIYA | 25 KVA | 74
4260 | Damoh | Damoh North | Batiagarh | FUTERA | 11 KV Ganjbarkheda AG | Futera Kalan | GANJBARKHEDA RAMDAYAL | 100 KVA | 67
4261 | Damoh | Damoh North | Batiagarh | FUTERA | 11 KV Ganjbarkheda AG | Ghurata | GHUARAT SHIVDAYAL | 25 KVA | 64
4262 | Damoh | Damoh North | Batiagarh | FUTERA | 11 KV Ganjbarkheda AG | Ghurata | GHUARAT PREETAM RAJAK | 25 KVA | 60
4263 | Damoh | Damoh North | Batiagarh | FUTERA | 11 KV Ganjbarkheda AG | Ghurata | GHUARAT GORELAL | 100 KVA | 53
4264 | Damoh | Damoh North | Batiagarh | FUTERA | 11 KV Ganjbarkheda AG | Ghurata | GHUARAT KHILAN MASABA | 25 KVA | 51
4265 | Damoh | Damoh North | Batiagarh | FUTERA | 11 KV Ganjbarkheda AG | Futera Kalan | GHURATA DAAN SINGH | 25 KVA | 38
4266 | Damoh | Damoh North | Batiagarh | FUTERA | 11 KV Ganjbarkheda AG | Futera Kalan | GHURATA KOMAL | 25 KVA | 34
4267 | Damoh | Damoh North | Batiagarh | FUTERA | 11 KV Ganjbarkheda AG | Ghurata | GHURATA PREETAM | 25 KVA | 29
4268 | Damoh | Damoh North | Batiagarh | FUTERA | 11 KV Ganjbarkheda AG | Futera Kalan | GHURATA LAL SINGH | 25 KVA | 19
4269 | Damoh | Damoh North | Batiagarh | FUTERA | 11 KV Ganjbarkheda AG | Futera Kalan | FUTERA BHARAT SONI | 25 KVA | 16
4270 | Damoh | Damoh North | Batiagarh | FUTERA | 11 KV Ganjbarkheda AG | Bandha | BANDHA GIRBAR | 100 KVA | 406
4271 | Damoh | Damoh North | Batiagarh | FUTERA | 11 KV Ganjbarkheda AG | Bandha | BANDHA DHOOP SINGH | 25 KVA | 409
4272 | Damoh | Damoh North | Batiagarh | FUTERA | 11 KV Ganjbarkheda DL | Madiya Buzurg | MADHIYA BASTI | 100 KVA | 253
4273 | Damoh | Damoh North | Batiagarh | FUTERA | 11 KV Ganjbarkheda DL | Kabirpur | JHHIRA BASTI | 25 KVA | 247
4274 | Damoh | Damoh North | Batiagarh | FUTERA | 11 KV Ganjbarkheda DL | Ganj Barkheda | VIRENDRA WALA | 25 KVA | 181
4275 | Damoh | Damoh North | Batiagarh | FUTERA | 11 KV Ganjbarkheda DL | Ganj Barkheda | HALLE BHAI | 25 KVA | 179
4276 | Damoh | Damoh North | Batiagarh | FUTERA | 11 KV Ganjbarkheda DL | Ganj Barkheda | BANDHA BASTI -1 | 25 KVA | 176
4277 | Damoh | Damoh North | Batiagarh | FUTERA | 11 KV Ganjbarkheda DL | Ganj Barkheda | BHARAT WALA | 25 KVA | 172
4278 | Damoh | Damoh North | Batiagarh | FUTERA | 11 KV Ganjbarkheda DL | Ganj Barkheda | HARIJAN BASTII | 25 KVA | 163
4279 | Damoh | Damoh North | Batiagarh | FUTERA | 11 KV Ganjbarkheda DL | Ganj Barkheda | SCHOOL WALAA | 25 KVA | 156
4280 | Damoh | Damoh North | Batiagarh | FUTERA | 11 KV Ganjbarkheda DL | Ganj Barkheda | WETER BOX WALAA | 25 KVA | 150
4281 | Damoh | Damoh North | Batiagarh | FUTERA | 11 KV Ganjbarkheda DL | Ganj Barkheda | GANJBARKHERA BASTI-2 | 100 KVA | 148
4282 | Damoh | Damoh North | Batiagarh | FUTERA | 11 KV Ganjbarkheda DL | Ganj Barkheda | GANJBARKHERA BASTI | 100 KVA | 146
4283 | Damoh | Damoh North | Batiagarh | FUTERA | 11 KV Ganjbarkheda DL | Ganj Barkheda | GRAMPANCHAYAT WALA | 25 KVA | 135
4284 | Damoh | Damoh North | Batiagarh | FUTERA | 11 KV Ganjbarkheda DL | Ganj Barkheda | SHCOOL WALA | 25 KVA | 134
4285 | Damoh | Damoh North | Batiagarh | FUTERA | 11 KV Ganjbarkheda DL | Ghurata | HARIJAN BASTI | 25 KVA | 111
4286 | Damoh | Damoh North | Batiagarh | FUTERA | 11 KV Ganjbarkheda DL | Ghurata | JIO TOWER | 25 KVA | 104
4287 | Damoh | Damoh North | Batiagarh | FUTERA | 11 KV Ganjbarkheda DL | Ghurata | RAJESH SINGH WALA | 25 KVA | 102
4288 | Damoh | Damoh North | Batiagarh | FUTERA | 11 KV Ganjbarkheda DL | Ghurata | WETER BOX WALA -2 | 25 KVA | 99
4289 | Damoh | Damoh North | Batiagarh | FUTERA | 11 KV Ganjbarkheda DL | Ghurata | HARIJAN WALA -2 | 25 KVA | 98
4290 | Damoh | Damoh North | Batiagarh | FUTERA | 11 KV Ganjbarkheda DL | Ghurata | GHURATA BASTI -1 | 25 KVA | 97
4291 | Damoh | Damoh North | Batiagarh | FUTERA | 11 KV Ganjbarkheda DL | Ghurata | PATHAK WALA | 25 KVA | 94
4292 | Damoh | Damoh North | Batiagarh | FUTERA | 11 KV Ganjbarkheda DL | Ghurata | WETER BOX WALA | 63 KVA | 89
4293 | Damoh | Damoh North | Batiagarh | FUTERA | 11 KV Ganjbarkheda DL | Ghurata | BAJAR WALA | 25 KVA | 81
4294 | Damoh | Damoh North | Batiagarh | FUTERA | 11 KV Ganjbarkheda DL | Ghurata | BHAI AJUDDI WALA | 25 KVA | 77
4295 | Damoh | Damoh North | Batiagarh | FUTERA | 11 KV Ganjbarkheda DL | Ghurata | DHARMENDR ATHYA WALA | 25 KVA | 74
4296 | Damoh | Damoh North | Batiagarh | FUTERA | 11 KV Ganjbarkheda DL | Ghurata | GHURATA BASTI | 100 KVA | 73
4297 | Damoh | Damoh North | Batiagarh | FUTERA | 11 KV Ganjbarkheda DL | Ghurata | BER WALA | 25 KVA | 53
4298 | Damoh | Damoh North | Batiagarh | FUTERA | 11 KV Ganjbarkheda DL | Kabirpur | URMAO PATEL WALA | 63 KVA | 263
4299 | Damoh | Damoh North | Batiagarh | FUTERA | 11 KV Ganjbarkheda DL | Kabirpur | MULU PATEL WALA | 25 KVA | 269
4300 | Damoh | Damoh North | Batiagarh | FUTERA | 11 KV Ganjbarkheda DL | Jhira | SUNDAR WALA | 25 KVA | 283
4301 | Damoh | Damoh North | Batiagarh | FUTERA | 11 KV Ganjbarkheda DL | Kabirpur | CHARTA PATEL WALA | 25 KVA | 291
4302 | Damoh | Damoh North | Batiagarh | FUTERA | 11 KV Ganjbarkheda DL | Kabirpur | KABEERPUR WETER BOX | 63 KVA | 292
4303 | Damoh | Damoh North | Batiagarh | FUTERA | 11 KV Ganjbarkheda DL | Jhira | DASHRATH WALA | 25 KVA | 293
4304 | Damoh | Damoh North | Batiagarh | FUTERA | 11 KV Ganjbarkheda DL | Jhira | MANGOLA BASTI | 100 KVA | 301
4305 | Damoh | Damoh North | Batiagarh | FUTERA | 11 KV Ganjbarkheda DL | Jhira | HARIJAN BASTI MANGOLA | 25 KVA | 305
4306 | Damoh | Damoh North | Batiagarh | FUTERA | 11 KV Ganjbarkheda DL | Jhira | DAMMU WALA | 25 KVA | 311
4307 | Damoh | Damoh North | Batiagarh | FUTERA | 11 KV Ganjbarkheda DL | Kabirpur | ITWA BASTI | 25 KVA | 316
4308 | Damoh | Damoh North | Batiagarh | FUTERA | 11 KV Ganjbarkheda DL | Mangola | ITWA WETER BOX | 25 KVA | 319
4309 | Damoh | Damoh North | Batiagarh | FUTERA | 11 KV Ganjbarkheda DL | Kabirpur | KABEERPUR BASTI -1 | 63 KVA | 324
4310 | Damoh | Damoh North | Batiagarh | FUTERA | 11 KV Ganjbarkheda DL | Jhira | MANGOLA AIRTEL WALA | 25 KVA | 329
4311 | Damoh | Damoh North | Batiagarh | FUTERA | 11 KV Ganjbarkheda DL | Rusando | RUSHANDO SCHOOL WALA | 25 KVA | 374
4312 | Damoh | Damoh North | Batiagarh | FUTERA | 11 KV Ganjbarkheda DL | Rusando | RUSHANDO BASTI -1 | 25 KVA | 381
4313 | Damoh | Damoh North | Batiagarh | FUTERA | 11 KV Ganjbarkheda DL | Rusando | RUSHANDO HARIJAN BASTI | 25 KVA | 384
4314 | Damoh | Damoh North | Batiagarh | FUTERA | 11 KV Ganjbarkheda DL | Rusando | RUSHANDO BASTI -2 | 25 KVA | 388
4315 | Damoh | Damoh North | Batiagarh | FUTERA | 11 KV Ganjbarkheda DL | Khejra Kabirpur | KARIYA PIPER BASTI -1 | 25 KVA | 417
4316 | Damoh | Damoh North | Batiagarh | FUTERA | 11 KV Ganjbarkheda DL | Khejra Kabirpur | KARIYA PIPER BASTI -2 | 25 KVA | 422
4317 | Damoh | Damoh North | Batiagarh | FUTERA | 11 KV Ganjbarkheda DL | Khejra Kabirpur | KARIYA PIPER BASTI -3 | 25 KVA | 433
4318 | Damoh | Damoh North | Hinota | GAISABAD | 11 KV Gaisabad AG | Baleh | 25 KVA ANIRUDHRA SINGH BALEH | 25 KVA | 661
4319 | Damoh | Damoh North | Hinota | GAISABAD | 11 KV Gaisabad AG | Garreh | 25 KVA DANI BIHAR SANJAY NAGAR | 25 KVA | 654
4320 | Damoh | Damoh North | Hinota | GAISABAD | 11 KV Gaisabad AG | Garreh | 25 KVA SANJAYNAGAR HAR | 25 KVA | 602
4321 | Damoh | Damoh North | Hinota | GAISABAD | 11 KV Gaisabad AG | Garreh | 25 KVA DEV SINGH SANJAYNAGAR | 25 KVA | 593
4322 | Damoh | Damoh North | Hinota | GAISABAD | 11 KV Gaisabad AG | Garreh | 25 KVA ITWA ROAD SANJAYNAGAR | 25 KVA | 595
4323 | Damoh | Damoh North | Hinota | GAISABAD | 11 KV Gaisabad AG | Garreh | 63 KVA MADAN WALA GARREH | 63 KVA | 556
4324 | Damoh | Damoh North | Hinota | GAISABAD | 11 KV Gaisabad AG | Garreh | 63 KVA GARREH TAILAIYA GARREH | 63 KVA | 548
4325 | Damoh | Damoh North | Hinota | GAISABAD | 11 KV Gaisabad AG | Budwar | 25 KVA GARG WALA KAY BUDWAR | 25 KVA | 532
4326 | Damoh | Damoh North | Hinota | GAISABAD | 11 KV Gaisabad AG | Budwar | 25 KVA PREM LAL SAHU KAY BUDWAR | 25 KVA | 519
4327 | Damoh | Damoh North | Hinota | GAISABAD | 11 KV Gaisabad AG | Budwar | 63 KVA PRAKASH BUDWAR | 63 KVA | 513
4328 | Damoh | Damoh North | Hinota | GAISABAD | 11 KV Gaisabad AG | Budwar | 25 KVA GAV KE PEECHE BUDWAR | 25 KVA | 511
4329 | Damoh | Damoh North | Hinota | GAISABAD | 11 KV Gaisabad AG | Budwar | 25 KVA HAAR BUDWAR | 25 KVA | 501
4330 | Damoh | Damoh North | Hinota | GAISABAD | 11 KV Gaisabad AG | Budwar | 63 KVA GAV KE PAS BUDWAR | 100 KVA | 490
4331 | Damoh | Damoh North | Hinota | GAISABAD | 11 KV Gaisabad AG | Budwar | 25 KVA BUDWAR KE PAS BUDWAR | 63 KVA | 470
4332 | Damoh | Damoh North | Hinota | GAISABAD | 11 KV Gaisabad AG | Baleh | 25 KVA CHANDRAVATI KAY BAALEH | 25 KVA | 469
4333 | Damoh | Damoh North | Hinota | GAISABAD | 11 KV Gaisabad AG | Tevraiya | 25 KVA PRAKASH PATHAK TAIVRAIYA | 25 KVA | 463
4334 | Damoh | Damoh North | Hinota | GAISABAD | 11 KV Gaisabad AG | Tevraiya | 63 KVA TAIRAIYA HAR | 63 KVA | 452
4335 | Damoh | Damoh North | Hinota | GAISABAD | 11 KV Gaisabad AG | Baleh | 25 KVA MUNNA KAY BALEH | 25 KVA | 448
4336 | Damoh | Damoh North | Hinota | GAISABAD | 11 KV Gaisabad AG | Tevraiya | 100 KVA RAVI PANDYA TAIVRAIYA | 100 KVA | 433
4337 | Damoh | Damoh North | Hinota | GAISABAD | 11 KV Gaisabad AG | Tevraiya | 25 KVA BALMUKUND PATHAK | 25 KVA | 408
4338 | Damoh | Damoh North | Hinota | GAISABAD | 11 KV Gaisabad AG | Tevraiya | 25 KVA TEEKARAM KAY TAIVRAIYA | 25 KVA | 388
4339 | Damoh | Damoh North | Hinota | GAISABAD | 11 KV Gaisabad AG | Tevraiya | 25 KVA DUBEY KAY TAIVRAIYA | 25 KVA | 391
4340 | Damoh | Damoh North | Hinota | GAISABAD | 11 KV Gaisabad AG | Tevraiya | 25 KVA PRAVEEN PANDYA KAY TAIVRAIYA | 25 KVA | 385
4341 | Damoh | Damoh North | Hinota | GAISABAD | 11 KV Gaisabad AG | Tevraiya | 25 KVA NIRAN SINGH KAY TAIVRAIYA | 25 KVA | 368
4342 | Damoh | Damoh North | Hinota | GAISABAD | 11 KV Gaisabad AG | Tevraiya | 100 KVA HALAKAI PATEL TAIVRAIYA | 100 KVA | 357
4343 | Damoh | Damoh North | Hinota | GAISABAD | 11 KV Gaisabad AG | Tevraiya | 25 KVA KAY TAIVRAIYA | 25 KVA | 356
4344 | Damoh | Damoh North | Hinota | GAISABAD | 11 KV Gaisabad AG | Tevraiya | 25 KVA RAJESH TIWARI KAY TAIVRAIYA | 25 KVA | 347
4345 | Damoh | Damoh North | Hinota | GAISABAD | 11 KV Gaisabad AG | Tevraiya | 25 KVA LODHI WALA KAY TAIVRAIYA | 25 KVA | 322
4346 | Damoh | Damoh North | Hinota | GAISABAD | 11 KV Gaisabad AG | Tevraiya | 25 KVA HALKE BHAI KAY TAIVRAIYA | 25 KVA | 312
4347 | Damoh | Damoh North | Hinota | GAISABAD | 11 KV Gaisabad AG | Tevraiya | 25 KVA GAV KE PAS TAIVRAIYA | 25 KVA | 306
4348 | Damoh | Damoh North | Hinota | GAISABAD | 11 KV Gaisabad AG | Tevraiya | 25 KVA DURGA PRASAD KAY TAIVRAIYA | 25 KVA | 293
4349 | Damoh | Damoh North | Hinota | GAISABAD | 11 KV Gaisabad AG | Tevraiya | 25 KVA PANDYA KE KHET PAS TAIVRAIYA | 25 KVA | 287
4350 | Damoh | Damoh North | Hinota | GAISABAD | 11 KV Gaisabad AG | Tevraiya | 25 KVA NANHI BAY KAY TAIVRAIYA | 25 KVA | 280
4351 | Damoh | Damoh North | Hinota | GAISABAD | 11 KV Gaisabad AG | Tevraiya | 25 KVA SURAT SINGH KAY TAIVRAIYA | 25 KVA | 270
4352 | Damoh | Damoh North | Hinota | GAISABAD | 11 KV Gaisabad AG | Tevraiya | 25 KVA GIRJA BAI KAY TAIVRAIYA | 25 KVA | 267
4353 | Damoh | Damoh North | Hinota | GAISABAD | 11 KV Gaisabad AG | Tevraiya | 25 KVA BHAISA HAR TAIVRAIYA | 25 KVA | 261
4354 | Damoh | Damoh North | Hinota | GAISABAD | 11 KV Gaisabad AG | Tevraiya | 25 KVA LAKHAN PATEL KAY TAIVRAIYA | 25 KVA | 262
4355 | Damoh | Damoh North | Hinota | GAISABAD | 11 KV Gaisabad AG | Tevraiya | 25 KVA KAMLESH PATEL KAY TAIVRAIYA | 25 KVA | 256
4356 | Damoh | Damoh North | Hinota | GAISABAD | 11 KV Gaisabad AG | Tevraiya | 25 KVA SARVAN PATEL KAY TAIVRAIYA | 25 KVA | 253
4357 | Damoh | Damoh North | Hinota | GAISABAD | 11 KV Gaisabad AG | Tevraiya | 25 KVA HARDWANI NALA KE PAS TAIVAIYA | 25 KVA | 245
4358 | Damoh | Damoh North | Hinota | GAISABAD | 11 KV Gaisabad AG | Tevraiya | 25 KVA JAGDEESH PATEL KAY BHAISA HAR | 25 KVA | 238
4359 | Damoh | Damoh North | Hinota | GAISABAD | 11 KV Gaisabad AG | Tevraiya | 25 KVA BABU PATEL KAY BHAISA HAR | 25 KVA | 229
4360 | Damoh | Damoh North | Hinota | GAISABAD | 11 KV Gaisabad AG | Tevraiya | 25 KVA SHYAMBIHARI KAY BHAISAHAR | 25 KVA | 224
4361 | Damoh | Damoh North | Hinota | GAISABAD | 11 KV Gaisabad AG | Husena | 25 KVA ASATI 2 KAY HUSAINA | 25 KVA | 210
4362 | Damoh | Damoh North | Hinota | GAISABAD | 11 KV Gaisabad AG | Husena | 25 KVA ASATI KAY HUSAINA | 25 KVA | 202
4363 | Damoh | Damoh North | Hinota | GAISABAD | 11 KV Gaisabad AG | Baleh | 25 KVA BALJUA KAY BALEH | 25 KVA | 184
4364 | Damoh | Damoh North | Hinota | GAISABAD | 11 KV Gaisabad AG | Husena | 63 KVA HUSAINA HAR HUSAINA | 63 KVA | 168
4365 | Damoh | Damoh North | Hinota | GAISABAD | 11 KV Gaisabad AG | Baleh | 100 KVA NALA PAS BALEH | 100 KVA | 163
4366 | Damoh | Damoh North | Hinota | GAISABAD | 11 KV Gaisabad AG | Baleh | 25 KVA DAIRY WALI KAY BALEH | 25 KVA | 146
4367 | Damoh | Damoh North | Hinota | GAISABAD | 11 KV Gaisabad AG | Adanwara | 100 KVA NADI WALA ADANWARA | 100 KVA | 132
4368 | Damoh | Damoh North | Hinota | GAISABAD | 11 KV Gaisabad AG | Adanwara | 25 KVA TAGAR 2 ADANWRA | 25 KVA | 120
4369 | Damoh | Damoh North | Hinota | GAISABAD | 11 KV Gaisabad AG | Adanwara | 100 KVA TAGAR ADANWARA | 100 KVA | 116
4370 | Damoh | Damoh North | Hinota | GAISABAD | 11 KV Gaisabad AG | Gaisabad | 100 KVA JOSHIYA WALI GAISABAD | 100 KVA | 91
4371 | Damoh | Damoh North | Hinota | GAISABAD | 11 KV Gaisabad AG | Adanwara | 100 KVA PRAKASH PATEL ADANWARA | 100 KVA | 78
4372 | Damoh | Damoh North | Hinota | GAISABAD | 11 KV Gaisabad AG | Adanwara | 25 KVA BASANT CHORASIYA KAY ADANWARA | 25 KVA | 72
4373 | Damoh | Damoh North | Hinota | GAISABAD | 11 KV Gaisabad AG | Gaisabad | 25 KVA NADI KE PAS GAISABAD | 25 KVA | 51
4374 | Damoh | Damoh North | Hinota | GAISABAD | 11 KV Gaisabad AG | Gaisabad | 63 KVA KACHHRA HAR GAISABAD | 63 KVA | 32
4375 | Damoh | Damoh North | Hinota | GAISABAD | 11 KV Gaisabad AG | Gaisabad | 63 KVA GAJENDRA KE KET PAS GAISABAD | 63 KVA | 27
4376 | Damoh | Damoh North | Hinota | GAISABAD | 11 KV Khamargour AG | Muhanna | 25 KVA RAMSWROOP KHAMARGAUR | 25 KVA | 478
4377 | Damoh | Damoh North | Hinota | GAISABAD | 11 KV Khamargour AG | Muhanna | 25 KVA RAJESH PATEL KHAMARGAUR | 25 KVA | 471
4378 | Damoh | Damoh North | Hinota | GAISABAD | 11 KV Khamargour AG | Muhanna | 25 KVA PREMLAL SAHU KHAMARGAUR | 25 KVA | 466
4379 | Damoh | Damoh North | Hinota | GAISABAD | 11 KV Khamargour AG | Muhanna | 25 KVA ALAKH RANJAN KHAMARGAUR | 25 KVA | 462
4380 | Damoh | Damoh North | Hinota | GAISABAD | 11 KV Khamargour AG | Muhanna | 25 KVA DWARKA SAHU KHAMARGAUR | 25 KVA | 456
4381 | Damoh | Damoh North | Hinota | GAISABAD | 11 KV Khamargour AG | Muhanna | 25 KVA VIDESH SINGH KHAMARGAUR | 25 KVA | 453
4382 | Damoh | Damoh North | Hinota | GAISABAD | 11 KV Khamargour AG | Muhanna | 25 KVA RAJARAM PATEL KHAMARGAUR | 25 KVA | 452
4383 | Damoh | Damoh North | Hinota | GAISABAD | 11 KV Khamargour AG | Muhanna | 25 KVA IMRAT PATEL KHAMARGAUR | 25 KVA | 449
4384 | Damoh | Damoh North | Hinota | GAISABAD | 11 KV Khamargour AG | NO VILLAGE FOUND | DTR NOT TAGGED | 25 KVA | 444
4385 | Damoh | Damoh North | Hinota | GAISABAD | 11 KV Khamargour AG | Muhanna | 25 KVA HALKE BHAI KHAMARGAUR | 25 KVA | 443
4386 | Damoh | Damoh North | Hinota | GAISABAD | 11 KV Khamargour AG | Muhanna | 25 KVA DWARKA PATEL KHAMARGAUR | 25 KVA | 440
4387 | Damoh | Damoh North | Hinota | GAISABAD | 11 KV Khamargour AG | Muhanna | 25 KVA KAMLESH SINGH KHAMARGAUR | 25 KVA | 431
4388 | Damoh | Damoh North | Hinota | GAISABAD | 11 KV Khamargour AG | Muhanna | 25 KVA MADAN TIWARI KHAMARGAUR | 25 KVA | 428
4389 | Damoh | Damoh North | Hinota | GAISABAD | 11 KV Khamargour AG | Muhanna | 25 KVA RATI RAM PATEL KHAMARGAUR | 25 KVA | 424
4390 | Damoh | Damoh North | Hinota | GAISABAD | 11 KV Khamargour AG | Muhanna | 100 KVA PAGRA HAAR KHAMARGAUR | 100 KVA | 421
4391 | Damoh | Damoh North | Hinota | GAISABAD | 11 KV Khamargour AG | Muhanna | 25 KVA KRASHNA TIWARI KHAMARGAUR | 25 KVA | 417
4392 | Damoh | Damoh North | Hinota | GAISABAD | 11 KV Khamargour AG | Khamargour | 25 KVA RAJU PATEL KHAMARGAUR | 25 KVA | 412
4393 | Damoh | Damoh North | Hinota | GAISABAD | 11 KV Khamargour AG | Khamargour | 25 KVA BAKEEL SINGH KHAMARGAUR | 25 KVA | 399
4394 | Damoh | Damoh North | Hinota | GAISABAD | 11 KV Khamargour AG | Harduwa Umrao | 25 KVA GHAMANDI KORI KHAMARGAUR | 25 KVA | 391
4395 | Damoh | Damoh North | Hinota | GAISABAD | 11 KV Khamargour AG | Harduwa Umrao | 25 KVA GORE LAL PATEL KHAMARGAUR | 25 KVA | 386
4396 | Damoh | Damoh North | Hinota | GAISABAD | 11 KV Khamargour AG | Harduwa Umrao | 25 KVA RAMAUTAR KHAMARGAUR | 25 KVA | 385
4397 | Damoh | Damoh North | Hinota | GAISABAD | 11 KV Khamargour AG | Harduwa Umrao | 25 KVA MANMOHAN KHAMARGAUR | 25 KVA | 381
4398 | Damoh | Damoh North | Hinota | GAISABAD | 11 KV Khamargour AG | Harduwa Umrao | 25 KVA MICHRA MUHANNA | 25 KVA | 371
4399 | Damoh | Damoh North | Hinota | GAISABAD | 11 KV Khamargour AG | Muhanna | 100 KVA PRABH SINGH MUHANNA | 100 KVA | 358
4400 | Damoh | Damoh North | Hinota | GAISABAD | 11 KV Khamargour AG | Muhanna | 25 KVA RAMSWROOP SAHU MUHANNA | 25 KVA | 354
4401 | Damoh | Damoh North | Hinota | GAISABAD | 11 KV Khamargour AG | Muhanna | 25 KVA KRASHNA SONKIYA MUHANNA HAR | 25 KVA | 349
4402 | Damoh | Damoh North | Hinota | GAISABAD | 11 KV Khamargour AG | Harduwa Umrao | 25 KVA SCHOOL KE AAGE MUHANNA | 25 KVA | 324
4403 | Damoh | Damoh North | Hinota | GAISABAD | 11 KV Khamargour AG | Harduwa Umrao | 25 KVA SHYAM LAL AHIRWAR MUHANNA | 25 KVA | 317
4404 | Damoh | Damoh North | Hinota | GAISABAD | 11 KV Khamargour AG | Harduwa Umrao | 100 KVA HAR MUHANNA | 100 KVA | 312
4405 | Damoh | Damoh North | Hinota | GAISABAD | 11 KV Khamargour AG | Harduwa Umrao | 25 KVA NATTHU SINGH MUHANNA HAR | 25 KVA | 306
4406 | Damoh | Damoh North | Hinota | GAISABAD | 11 KV Khamargour AG | Harduwa Umrao | 25 KVA RAMKISHUN MUHANNA HAR | 25 KVA | 292
4407 | Damoh | Damoh North | Hinota | GAISABAD | 11 KV Khamargour AG | Harduwa Umrao | 100 KVA BHURI BAI MUHANNA | 100 KVA | 271
4408 | Damoh | Damoh North | Hinota | GAISABAD | 11 KV Khamargour AG | Harduwa Umrao | 100 KVA PANKAJ SINGH MUHANNA | 100 KVA | 259
4409 | Damoh | Damoh North | Hinota | GAISABAD | 11 KV Khamargour AG | Harduwa Umrao | 25 KVA KAMLESH PATEL MUHANNA | 25 KVA | 257
4410 | Damoh | Damoh North | Hinota | GAISABAD | 11 KV Khamargour AG | Malwara Siri | 63 KVA KAMLESH PATEL HARDUA UMRAO | 63 KVA | 228
4411 | Damoh | Damoh North | Hinota | GAISABAD | 11 KV Khamargour AG | Itwa Chakka | 100 KVA SHYAM LAL PATEL HARDUA UMRAO | 100 KVA | 216
4412 | Damoh | Damoh North | Hinota | GAISABAD | 11 KV Khamargour AG | Itwa Chakka | 63 KVA HAR MUHANNA | 63 KVA | 210
4413 | Damoh | Damoh North | Hinota | GAISABAD | 11 KV Khamargour AG | Itwa Chakka | 25 KVA GOVIND PATEL HARDUA UMRAO | 25 KVA | 196
4414 | Damoh | Damoh North | Hinota | GAISABAD | 11 KV Khamargour AG | Itwa Chakka | 25 KVA SANTRAM AHIRWAR ITWA CHHAKKA | 25 KVA | 193
4415 | Damoh | Damoh North | Hinota | GAISABAD | 11 KV Khamargour AG | Itwa Chakka | 25 KVA PARMANAND PATEL | 25 KVA | 189
4416 | Damoh | Damoh North | Hinota | GAISABAD | 11 KV Khamargour AG | Itwa Chakka | 25 KVA SHYAM LAL AHIRWAR ITWA CHAKKA | 25 KVA | 181
4417 | Damoh | Damoh North | Hinota | GAISABAD | 11 KV Khamargour AG | Itwa Chakka | 25 KVA DURJANA AHIRWAR ITWA CHAKKA | 25 KVA | 175
4418 | Damoh | Damoh North | Hinota | GAISABAD | 11 KV Khamargour AG | Bichhuwa Chhakka | 25 KVA JAGRAM PATEL ITWA CHHAKKA | 25 KVA | 162
4419 | Damoh | Damoh North | Hinota | GAISABAD | 11 KV Khamargour AG | Bichhuwa Chhakka | 25 KVA BHAGIRATH PATEL ITWA CHHAKKA | 25 KVA | 154
4420 | Damoh | Damoh North | Hinota | GAISABAD | 11 KV Khamargour AG | Bichhuwa Chhakka | 25 KVA BAHADUR SINGH ITWA CHHAKKA | 25 KVA | 151
4421 | Damoh | Damoh North | Hinota | GAISABAD | 11 KV Khamargour AG | Bichhuwa Chhakka | 25 KVA KOSHILYARANI ITWA CHHAKKA | 25 KVA | 142
4422 | Damoh | Damoh North | Hinota | GAISABAD | 11 KV Khamargour AG | Bichhuwa Chhakka | 25 KVA BANDU LAL PATEL ITWA CHHAKKA | 25 KVA | 134
4423 | Damoh | Damoh North | Hinota | GAISABAD | 11 KV Khamargour AG | Bichhuwa Chhakka | 25 KVA BRAJENDRA PATEL ITWA CHHAKKA | 25 KVA | 132
4424 | Damoh | Damoh North | Hinota | GAISABAD | 11 KV Khamargour AG | Bichhuwa Chhakka | 25 KVA KHUSI RAM PATEL ITWA CHHAKKA | 25 KVA | 128
4425 | Damoh | Damoh North | Hinota | GAISABAD | 11 KV Khamargour AG | Bichhuwa Chhakka | 25 KVA BARE LAL ITWA CHHAKKA | 25 KVA | 119
4426 | Damoh | Damoh North | Hinota | GAISABAD | 11 KV Khamargour AG | Mahuwa Kheda (Khurd) | 25 KVA ITWA NADI KE PAS CHAKKA | 25 KVA | 107
4427 | Damoh | Damoh North | Hinota | GAISABAD | 11 KV Khamargour AG | Mahuwa Kheda (Khurd) | 100 KVA KUSHMARIYA BASAN | 100 KVA | 92
4428 | Damoh | Damoh North | Hinota | GAISABAD | 11 KV Khamargour AG | Gaisabad | 100 JARRA HAR GAISABAD | 100 KVA | 63
4429 | Damoh | Damoh North | Hinota | GAISABAD | 11 KV Khamargour AG | Gaisabad | 25 KVA PANKAJ SINGH GAISBAD | 25 KVA | 59
4430 | Damoh | Damoh North | Hinota | GAISABAD | 11 KV Khamargour AG | Gaisabad | 25 KVA BHAGVANDAS GAISABAD | 25 KVA | 31
4431 | Damoh | Damoh North | Hinota | GAISABAD | 11 KV Khamargour AG | Muhanna | 25 KVA SADHNA RICHARIYA KHAMARGAUR | 25 KVA | 483
4432 | Damoh | Damoh North | Hinota | GAISABAD | 11 KV Khamargour AG | Khamargour | 25 KVA MAJHLI BAHU KHAMARGAUR | 25 KVA | 513
4433 | Damoh | Damoh North | Hinota | GAISABAD | 11 KV Khamargour AG | Khamargour | 25 KVA HARISHANKAR MISHRA KHAMARGAUR | 25 KVA | 519
4434 | Damoh | Damoh North | Hinota | GAISABAD | 11 KV Khamargour AG | Khamargour | 25 KVA NATTHU PATEL KHAMARGAUR | 25 KVA | 529
4435 | Damoh | Damoh North | Hinota | GAISABAD | 11 KV Khamargour AG | Khamargour | 25 KVA ARBINDRA PATEL KHAMARGAUR | 25 KVA | 534
4436 | Damoh | Damoh North | Hinota | GAISABAD | 11 KV Khamargour AG | Khaira | 63 KVA RAJU PATEL KE KHET ME KHAMARGAUR | 63 KVA | 543
4437 | Damoh | Damoh North | Hinota | GAISABAD | 11 KV Khamargour AG | Khaira | 100 KVA PATARE HAR KHAMARGAUR | 100 KVA | 550
4438 | Damoh | Damoh North | Hinota | GAISABAD | 11 KV Khamargour AG | Khaira | 25 KVA PARMI BAI KHAMARGAUR | 25 KVA | 557
4439 | Damoh | Damoh North | Hinota | GAISABAD | 11 KV Khamargour AG | Khaira | 25 KVA SHEETAL PATEL KHAMARGAUR | 25 KVA | 569
4440 | Damoh | Damoh North | Hinota | GAISABAD | 11 KV Khamargour AG | Khaira | 63 KVA PATARE HAR KHAMARGAUR | 63 KVA | 573
4441 | Damoh | Damoh North | Hatta Town | HATTA | 11 KV Hatta T 1 DL | NO VILLAGE FOUND | SHANTIPURAM COLONY | 315 KVA | 230
4442 | Damoh | Damoh North | Hatta Town | HATTA | 11 KV Hatta T 1 DL | NO VILLAGE FOUND | RASILPUR ROAD | 100 KVA | 229
4443 | Damoh | Damoh North | Hatta Town | HATTA | 11 KV Hatta T 1 DL | Hatta (M) | RANEH ROAD DOLIYAKHEDA | 25 KVA | 227
4444 | Damoh | Damoh North | Hatta Town | HATTA | 11 KV Hatta T 1 DL | NO VILLAGE FOUND | 25 KVA BHAGWANDAS PATEL | 25 KVA | 226
4445 | Damoh | Damoh North | Hatta Town | HATTA | 11 KV Hatta T 1 DL | Hatta (M) | RASHILPUR ROAD | 100 KVA | 224
4446 | Damoh | Damoh North | Hatta Town | HATTA | 11 KV Hatta T 1 DL | NO VILLAGE FOUND | 100 KVA DREEM CITY COLONI | 200 KVA | 223
4447 | Damoh | Damoh North | Hatta Town | HATTA | 11 KV Hatta T 1 DL | NO VILLAGE FOUND | 100 KVA DREEM CITY COLONI | 200 KVA | 222
4448 | Damoh | Damoh North | Hatta Town | HATTA | 11 KV Hatta T 1 DL | Hatta (M) | KAKRAI TALAIYA | 100 KVA | 216
4449 | Damoh | Damoh North | Hatta Town | HATTA | 11 KV Hatta T 1 DL | NO VILLAGE FOUND | 100 KVA DHUDH DEYRI | 100 KVA | 203
4450 | Damoh | Damoh North | Hatta Town | HATTA | 11 KV Hatta T 1 DL | NO VILLAGE FOUND | CIVIL CORD | 25 KVA | 202
4451 | Damoh | Damoh North | Hatta Town | HATTA | 11 KV Hatta T 1 DL | Hatta (M) | HOUSING BOARD NO2 | 63 KVA | 201
4452 | Damoh | Damoh North | Hatta Town | HATTA | 11 KV Hatta T 1 DL | Hatta (M) | HOUSING BOARD NO1 | 100 KVA | 200
4453 | Damoh | Damoh North | Hatta Town | HATTA | 11 KV Hatta T 1 DL | Hatta (M) | AGRAWAL BHAWAN | 25 KVA | 198
4454 | Damoh | Damoh North | Hatta Town | HATTA | 11 KV Hatta T 1 DL | NO VILLAGE FOUND | CHOURASIYA BHAWAN | 25 KVA | 192
4455 | Damoh | Damoh North | Hatta Town | HATTA | 11 KV Hatta T 1 DL | Hatta (M) | BAIJNATH DHAM NO2 | 200 KVA | 182
4456 | Damoh | Damoh North | Hatta Town | HATTA | 11 KV Hatta T 1 DL | Hatta (M) | BAIJNATH DHAM NO1 | 200 KVA | 178
4457 | Damoh | Damoh North | Hatta Town | HATTA | 11 KV Hatta T 1 DL | Hatta (M) | PATERA ROAD | 100 KVA | 172
4458 | Damoh | Damoh North | Hatta Town | HATTA | 11 KV Hatta T 1 DL | Hatta (M) | THANA NO2 | 200 KVA | 169
4459 | Damoh | Damoh North | Hatta Town | HATTA | 11 KV Hatta T 1 DL | Hatta (M) | THANA BALA2 | 200 KVA | 168
4460 | Damoh | Damoh North | Hatta Town | HATTA | 11 KV Hatta T 1 DL | NO VILLAGE FOUND | THANA 2 | 200 KVA | 167
4461 | Damoh | Damoh North | Hatta Town | HATTA | 11 KV Hatta T 1 DL | Hatta (M) | MLB AIRTEL TOWER | 25 KVA | 155
4462 | Damoh | Damoh North | Hatta Town | HATTA | 11 KV Hatta T 1 DL | Hatta (M) | MLB SCHOOL | 100 KVA | 152
4463 | Damoh | Damoh North | Hatta Town | HATTA | 11 KV Hatta T 1 DL | NO VILLAGE FOUND | HDFC BANK | 63 KVA | 150
4464 | Damoh | Damoh North | Hatta Town | HATTA | 11 KV Hatta T 1 DL | Hatta (M) | NAVEEN HIGH SCHOOL | 100 KVA | 140
4465 | Damoh | Damoh North | Hatta Town | HATTA | 11 KV Hatta T 1 DL | Hatta (M) | BUDHA HATTA TOWER | 25 KVA | 133
4466 | Damoh | Damoh North | Hatta Town | HATTA | 11 KV Hatta T 1 DL | Hatta (M) | POLICE LINE | 100 KVA | 124
4467 | Damoh | Damoh North | Hatta Town | HATTA | 11 KV Hatta T 1 DL | Hatta (M) | KALEHI MATA | 100 KVA | 121
4468 | Damoh | Damoh North | Hatta Town | HATTA | 11 KV Hatta T 1 DL | NO VILLAGE FOUND | GANGARAM COLONY | 200 KVA | 118
4469 | Damoh | Damoh North | Hatta Town | HATTA | 11 KV Hatta T 1 DL | NO VILLAGE FOUND | GANGARAM COLONY | 200 KVA | 116
4470 | Damoh | Damoh North | Hatta Town | HATTA | 11 KV Hatta T 1 DL | NO VILLAGE FOUND | GANGARAM COLONY | 200 KVA | 114
4471 | Damoh | Damoh North | Hatta Town | HATTA | 11 KV Hatta T 1 DL | Hatta (M) | NAVODAY KE SAMNE ONGC | 100 KVA | 113
4472 | Damoh | Damoh North | Hatta Town | HATTA | 11 KV Hatta T 1 DL | Ronsara | HIGH SCHOOL | 100 KVA | 99
4473 | Damoh | Damoh North | Hatta Town | HATTA | 11 KV Hatta T 1 DL | Sagoni Madho | LALTEK NO 2 | 100 KVA | 93
4474 | Damoh | Damoh North | Hatta Town | HATTA | 11 KV Hatta T 1 DL | NO VILLAGE FOUND | 315 KVA KENDRA VIDDHAYALAY | 315 KVA | 91
4475 | Damoh | Damoh North | Hatta Town | HATTA | 11 KV Hatta T 1 DL | Sagoni Madho | LALTEK NO1 | 63 KVA | 89
4476 | Damoh | Damoh North | Hatta Town | HATTA | 11 KV Hatta T 1 DL | NO VILLAGE FOUND | PHE OFFICE | 63 KVA | 88
4477 | Damoh | Damoh North | Hatta Town | HATTA | 11 KV Hatta T 1 DL | Jamuniya | JEL BALA | 25 KVA | 85
4478 | Damoh | Damoh North | Hatta Town | HATTA | 11 KV Hatta T 1 DL | NO VILLAGE FOUND | HOUSING BORD 3 | 100 KVA | 84
4479 | Damoh | Damoh North | Hatta Town | HATTA | 11 KV Hatta T 1 DL | NO VILLAGE FOUND | HOUSING BORD 2 | 100 KVA | 83
4480 | Damoh | Damoh North | Hatta Town | HATTA | 11 KV Hatta T 1 DL | NO VILLAGE FOUND | HOUSING BORD | 100 KVA | 81
4481 | Damoh | Damoh North | Hatta Town | HATTA | 11 KV Hatta T 1 DL | NO VILLAGE FOUND | 63 KVA KACHRA PLANT | 63 KVA | 76
4482 | Damoh | Damoh North | Hatta Town | HATTA | 11 KV Hatta T 1 DL | Sagoni Madho | JAIL KE SAMNE | 100 KVA | 73
4483 | Damoh | Damoh North | Hatta Town | HATTA | 11 KV Hatta T 1 DL | Sagoni Madho | JAIL KE SAMNE | 100 KVA | 72
4484 | Damoh | Damoh North | Hatta Town | HATTA | 11 KV Hatta T 1 DL | NO VILLAGE FOUND | SDM OFFICE | 25 KVA | 70
4485 | Damoh | Damoh North | Hatta Town | HATTA | 11 KV Hatta T 1 DL | NO VILLAGE FOUND | INDUS TOWER | 25 KVA | 69
4486 | Damoh | Damoh North | Hatta Town | HATTA | 11 KV Hatta T 1 DL | Ronsara | GADIYA | 100 KVA | 66
4487 | Damoh | Damoh North | Hatta Town | HATTA | 11 KV Hatta T 1 DL | Prempura | BSNL TOWER | 100 KVA | 61
4488 | Damoh | Damoh North | Hatta Town | HATTA | 11 KV Hatta T 1 DL | NO VILLAGE FOUND | BSNL 2 | 25 KVA | 52
4489 | Damoh | Damoh North | Hatta Town | HATTA | 11 KV Hatta T 1 DL | Ronsara | KILA BALA | 100 KVA | 48
4490 | Damoh | Damoh North | Hatta Town | HATTA | 11 KV Hatta T 1 DL | Ronsara | REST HOUSE | 100 KVA | 44
4491 | Damoh | Damoh North | Hatta Town | HATTA | 11 KV Hatta T 1 DL | Ronsara | BUDE HATTA NALE BALA | 100 KVA | 31
4492 | Damoh | Damoh North | Hatta Town | HATTA | 11 KV Hatta T 1 DL | Ronsara | BLOCK OFFICE | 100 KVA | 22
4493 | Damoh | Damoh North | Hatta Town | HATTA | 11 KV Hatta T 1 DL | NO VILLAGE FOUND | ONGC | 100 KVA | 10
4494 | Damoh | Damoh North | Hatta Town | HATTA | 11 KV Hatta T 1 DL | Prempura | RES OFFICE KE PICHE | 100 KVA | 6
4495 | Damoh | Damoh North | Hatta Town | HATTA | 11 KV Hatta T 1 DL | Prempura | RES OFICE KE PICHE | 63 KVA | 4
4496 | Damoh | Damoh North | Hatta Town | HATTA | 11 KV Hatta T 1 DL | Dholiya Kheda | GIRISH KHATIK | 25 KVA | 237
4497 | Damoh | Damoh North | Hatta Town | HATTA | 11 KV Hatta T 1 DL | Hatta (M) | AGRASEN NAGAR | 200 KVA | 245
4498 | Damoh | Damoh North | Hatta Town | HATTA | 11 KV Hatta T 1 DL | NO VILLAGE FOUND | 200 KVA AGRASEN COLONI | 200 KVA | 248
4499 | Damoh | Damoh North | Hatta Town | HATTA | 11 KV Hatta T 1 DL | NO VILLAGE FOUND | 200 KVA AGRASEN COLONI | 200 KVA | 249
4500 | Damoh | Damoh North | Hatta Town | HATTA | 11 KV Hatta T 1 DL | Hatta (M) | SOSAYATI BALA | 200 KVA | 252
4501 | Damoh | Damoh North | Hatta Town | HATTA | 11 KV Hatta T 1 DL | Hatta (M) | BIDI DUKAN | 200 KVA | 256
4502 | Damoh | Damoh North | Hatta Town | HATTA | 11 KV Hatta T 1 DL | Hatta (M) | AGRAWAL PETROL PUMP | 100 KVA | 259
4503 | Damoh | Damoh North | Hatta Town | HATTA | 11 KV Hatta T 1 DL | NO VILLAGE FOUND | PRATOL PUMP | 25 KVA | 260
4504 | Damoh | Damoh North | Hatta Town | HATTA | 11 KV Hatta T 1 DL | Hatta (M) | DAL MIL | 100 KVA | 263
4505 | Damoh | Damoh North | Hatta Town | HATTA | 11 KV Hatta T 1 DL | Hatta (M) | SOSAYATI WALA 200 KVA NEW | 200 KVA | 265
4506 | Damoh | Damoh North | Hatta Town | HATTA | 11 KV Hatta T 1 DL | NO VILLAGE FOUND | SBI BANK | 100 KVA | 266
4507 | Damoh | Damoh North | Hatta Town | HATTA | 11 KV Hatta T 1 DL | Hatta (M) | VINOD DADA | 100 KVA | 267
4508 | Damoh | Damoh North | Hatta Town | HATTA | 11 KV Hatta T 1 DL | Hatta (M) | RAI CHOURAHA | 200 KVA | 273
4509 | Damoh | Damoh North | Hatta Town | HATTA | 11 KV Hatta T 1 DL | Ronsara | COOPRATIVE BANK | 200 KVA | 275
4510 | Damoh | Damoh North | Hatta Town | HATTA | 11 KV Hatta T 1 DL | Ronsara | BIHARI JI | 200 KVA | 279
4511 | Damoh | Damoh North | Hatta Town | HATTA | 11 KV Hatta T 1 DL | Ronsara | PURANA HOSPITAL | 100 KVA | 283
4512 | Damoh | Damoh North | Hatta Res | HATTA | 11 KV Rosara DL | Bartlai | JIO TOWER DHOMA | 25 KVA | 540
4513 | Damoh | Damoh North | Hatta Res | HATTA | 11 KV Rosara DL | Bartlai | RAJESH WALA DHOMA | 25 KVA | 536
4514 | Damoh | Damoh North | Hatta Res | HATTA | 11 KV Rosara DL | Padajhir | DHOMA BASTI | 25 KVA | 531
4515 | Damoh | Damoh North | Hatta Res | HATTA | 11 KV Rosara DL | Bartlai | NALAE PASS DHOMA | 25 KVA | 526
4516 | Damoh | Damoh North | Hatta Res | HATTA | 11 KV Rosara DL | Bartlai | 25 KVA MADAN KE GHAR KE PASJHAMER | 25 KVA | 525
4517 | Damoh | Damoh North | Hatta Res | HATTA | 11 KV Rosara DL | Bartlai | AADIWASI MOHALLA JHAMAR | 25 KVA | 519
4518 | Damoh | Damoh North | Hatta Res | HATTA | 11 KV Rosara DL | Bartlai | DASHRATH CHOUDHARI | 63 KVA | 466
4519 | Damoh | Damoh North | Hatta Res | HATTA | 11 KV Rosara DL | Bartlai | HARIJAN MOHALLA | 25 KVA | 459
4520 | Damoh | Damoh North | Hatta Res | HATTA | 11 KV Rosara DL | Bartlai | PHE WALA | 25 KVA | 456
4521 | Damoh | Damoh North | Hatta Res | HATTA | 11 KV Rosara DL | Bartlai | HIGH SCHOOL | 25 KVA | 453
4522 | Damoh | Damoh North | Hatta Res | HATTA | 11 KV Rosara DL | Guda | ADIWASI MOHALLA | 25 KVA | 428
4523 | Damoh | Damoh North | Hatta Res | HATTA | 11 KV Rosara DL | Guda | PRAJAPATI MOHALLA | 25 KVA | 416
4524 | Damoh | Damoh North | Hatta Res | HATTA | 11 KV Rosara DL | Guda | TAPIRAYAN WALA | 25 KVA | 414
4525 | Damoh | Damoh North | Hatta Res | HATTA | 11 KV Rosara DL | Guda | PATELI WALA | 25 KVA | 409
4526 | Damoh | Damoh North | Hatta Res | HATTA | 11 KV Rosara DL | Guda | CHAKKI KE PAS | 25 KVA | 395
4527 | Damoh | Damoh North | Hatta Res | HATTA | 11 KV Rosara DL | Guda | PHE WALA | 25 KVA | 386
4528 | Damoh | Damoh North | Hatta Res | HATTA | 11 KV Rosara DL | Guda | SEN KE GHAR KE PAS | 25 KVA | 383
4529 | Damoh | Damoh North | Hatta Res | HATTA | 11 KV Rosara DL | Guda | PRANNATH MANDIR | 25 KVA | 380
4530 | Damoh | Damoh North | Hatta Res | HATTA | 11 KV Rosara DL | Ludhani | RAIKWAR WALA | 25 KVA | 277
4531 | Damoh | Damoh North | Hatta Res | HATTA | 11 KV Rosara DL | Ludhani | RELAINCE TOWER | 25 KVA | 275
4532 | Damoh | Damoh North | Hatta Res | HATTA | 11 KV Rosara DL | Ludhani | PHE WALA | 25 KVA | 272
4533 | Damoh | Damoh North | Hatta Res | HATTA | 11 KV Rosara DL | Ludhani | SEN KE GHAR KE PAS | 25 KVA | 270
4534 | Damoh | Damoh North | Hatta Res | HATTA | 11 KV Rosara DL | Ludhani | NARENDRA SINGH WALA | 25 KVA | 263
4535 | Damoh | Damoh North | Hatta Res | HATTA | 11 KV Rosara DL | Lidhaora | PHE WALA | 25 KVA | 260
4536 | Damoh | Damoh North | Hatta Res | HATTA | 11 KV Rosara DL | Lidhaora | HARIJAN BASTI | 25 KVA | 253
4537 | Damoh | Damoh North | Hatta Res | HATTA | 11 KV Rosara DL | Lidhaora | CHARAN SIGH | 25 KVA | 251
4538 | Damoh | Damoh North | Hatta Res | HATTA | 11 KV Rosara DL | Lidhaora | SCHOOL WALA | 25 KVA | 236
4539 | Damoh | Damoh North | Hatta Res | HATTA | 11 KV Rosara DL | Ronsara | PHATAK JI GHAR KE PASS | 25 KVA | 103
4540 | Damoh | Damoh North | Hatta Res | HATTA | 11 KV Rosara DL | Ronsara | RONSRA TAPARIYAN | 25 KVA | 93
4541 | Damoh | Damoh North | Hatta Res | HATTA | 11 KV Rosara DL | Ronsara | PANCHAYAT WALA | 25 KVA | 78
4542 | Damoh | Damoh North | Hatta Res | HATTA | 11 KV Rosara DL | Ronsara | AAGANBADI WALA | 25 KVA | 75
4543 | Damoh | Damoh North | Hatta Res | HATTA | 11 KV Rosara DL | Ronsara | PATPARA WALI DEVAGAON | 25 KVA | 554
4544 | Damoh | Damoh North | Hatta Res | HATTA | 11 KV Rosara DL | Deogaon | MANDIR KE PASS DEVGAON | 25 KVA | 572
4545 | Damoh | Damoh North | Hatta Res | HATTA | 11 KV Rosara DL | Deogaon | MANDIR KE PASS DEVGAON | 16 KVA | 580
4546 | Damoh | Damoh North | Hatta Res | HATTA | 11 KV Rosara DL | Deogaon | ROAD WALI DEVAGAON | 25 KVA | 582
4547 | Damoh | Damoh North | Hatta Res | HATTA | 11 KV Rosara DL | Deogaon | HARIJAN WALI DEVAGAON | 25 KVA | 586
4548 | Damoh | Damoh North | Hatta Res | HATTA | 11 KV Rosara DL | Deogaon | VIJAY SINGH KE PASS DEVGAON | 25 KVA | 588
4549 | Damoh | Damoh North | Hatta Res | HATTA | 11 KV Rosara DL | Padajhir | HARIJAN BASTI PADAGHIR | 25 KVA | 605
4550 | Damoh | Damoh North | Hatta Res | HATTA | 11 KV Rosara DL | Padajhir | NALAE PASS PADAGHIR | 25 KVA | 609
4551 | Damoh | Damoh North | Hatta Res | HATTA | 11 KV Rosara DL | Padajhir | CHIROL TIGADDA PADAGHIR | 25 KVA | 615
4552 | Damoh | Damoh North | Hatta Res | HATTA | 11 KV Rosara DL | Padajhir | W/W PADAGHIR | 25 KVA | 621
4553 | Damoh | Damoh North | Hatta Res | HATTA | 11 KV Rosara DL | Padajhir | PANCHAYAT KE PASS PADAGHIR | 25 KVA | 622
4554 | Damoh | Damoh North | Hatta Res | HATTA | 11 KV Rosara DL | Padajhir | MATA TIGADDA PADAGHIR | 25 KVA | 631
4555 | Damoh | Damoh North | Hatta Res | HATTA | 11 KV Rosara AG | Ronsara | SUNITA KHARE RONSRA | 25 KVA | 1245
4556 | Damoh | Damoh North | Hatta Res | HATTA | 11 KV Rosara AG | Tikariya | IMARAT RONSRA | 25 KVA | 1251
4557 | Damoh | Damoh North | Hatta Res | HATTA | 11 KV Rosara AG | Tikariya | HATTA WALA DTR | 25 KVA | 1252
4558 | Damoh | Damoh North | Hatta Res | HATTA | 11 KV Rosara AG | Ronsara | RAJESH WALA RONSRA | 25 KVA | 1259
4559 | Damoh | Damoh North | Hatta Res | HATTA | 11 KV Rosara AG | Ronsara | PRANSINGH RONSRA | 25 KVA | 1265
4560 | Damoh | Damoh North | Hatta Res | HATTA | 11 KV Rosara AG | Ronsara | SANJU WALA RONSRA | 25 KVA | 1269
4561 | Damoh | Damoh North | Hatta Res | HATTA | 11 KV Rosara AG | Ronsara | VIJAY WALA RONSRA | 25 KVA | 1273
4562 | Damoh | Damoh North | Hatta Res | HATTA | 11 KV Rosara AG | Ronsara | BHAGWAT WALA RONSRA | 25 KVA | 1275
4563 | Damoh | Damoh North | Hatta Res | HATTA | 11 KV Rosara AG | Ronsara | GANGARAM WALA RANJHI | 25 KVA | 1286
4564 | Damoh | Damoh North | Hatta Res | HATTA | 11 KV Rosara AG | Ronsara | KALU RAIKWAR RANJHI | 25 KVA | 1291
4565 | Damoh | Damoh North | Hatta Res | HATTA | 11 KV Rosara AG | Ronsara | MOHAN WALA RONSRA | 25 KVA | 1299
4566 | Damoh | Damoh North | Hatta Res | HATTA | 11 KV Rosara AG | Ronsara | V.K.MEERA RONSRA | 25 KVA | 1300
4567 | Damoh | Damoh North | Hatta Res | HATTA | 11 KV Rosara AG | Ranjhi | UJAYAR SINGH RANJHI | 25 KVA | 1310
4568 | Damoh | Damoh North | Hatta Res | HATTA | 11 KV Rosara AG | Ranjhi | NARAYAN SINGH RANJHI | 25 KVA | 1315
4569 | Damoh | Damoh North | Hatta Res | HATTA | 11 KV Rosara AG | Deogaon | AASHIS JAIN DEOGAN | 25 KVA | 1319
4570 | Damoh | Damoh North | Hatta Res | HATTA | 11 KV Rosara AG | Deogaon | NANDKISHOR SINGH DEOGAON | 25 KVA | 1324
4571 | Damoh | Damoh North | Hatta Res | HATTA | 11 KV Rosara AG | Deogaon | JANKI NAMDEO | 25 KVA | 1327
4572 | Damoh | Damoh North | Hatta Res | HATTA | 11 KV Rosara AG | Deogaon | HARIJAN WALA DEOGAON | 25 KVA | 1333
4573 | Damoh | Damoh North | Hatta Res | HATTA | 11 KV Rosara AG | Ronsara | LAXMAN SINGH DEOGAON | 25 KVA | 1335
4574 | Damoh | Damoh North | Hatta Res | HATTA | 11 KV Rosara AG | Deogaon | SAROOP SINGH DEOGAON | 25 KVA | 1340
4575 | Damoh | Damoh North | Hatta Res | HATTA | 11 KV Rosara AG | Deogaon | KOMAL ATHAYA DEOGAON | 25 KVA | 1346
4576 | Damoh | Damoh North | Hatta Res | HATTA | 11 KV Rosara AG | Deogaon | VIJAY SINGH DEOGAON | 25 KVA | 1350
4577 | Damoh | Damoh North | Hatta Res | HATTA | 11 KV Rosara AG | Deogaon | BABUSINGH DEOGAON | 25 KVA | 1353
4578 | Damoh | Damoh North | Hatta Res | HATTA | 11 KV Rosara AG | Deogaon | SABULAL ATHYA DEOGAON | 25 KVA | 1368
4579 | Damoh | Damoh North | Hatta Res | HATTA | 11 KV Rosara AG | Padajhir | KALU CHAMAR PANDAJHIR | 25 KVA | 1375
4580 | Damoh | Damoh North | Hatta Res | HATTA | 11 KV Rosara AG | Padajhir | NATHU SINGH DEOGAON | 25 KVA | 1379
4581 | Damoh | Damoh North | Hatta Res | HATTA | 11 KV Rosara AG | Padajhir | JAHAR AHIRWAR PANDAJHIR | 25 KVA | 1384
4582 | Damoh | Damoh North | Hatta Res | HATTA | 11 KV Rosara AG | Padajhir | RATIRAM MISHRA PANDAJHIR | 25 KVA | 1385
4583 | Damoh | Damoh North | Hatta Res | HATTA | 11 KV Rosara AG | Padajhir | BHAIRO KANCHI PANDAJHIR | 25 KVA | 1387
4584 | Damoh | Damoh North | Hatta Res | HATTA | 11 KV Rosara AG | Padajhir | KAVITA AHIRWAR PANDAJHIR | 25 KVA | 1390
4585 | Damoh | Damoh North | Hatta Res | HATTA | 11 KV Rosara AG | Padajhir | RAJAK WALA PANDAJHIR | 63 KVA | 1396
4586 | Damoh | Damoh North | Hatta Res | HATTA | 11 KV Rosara AG | Padajhir | DASHRATH MISHRA PANDAJHIR | 25 KVA | 1401
4587 | Damoh | Damoh North | Hatta Res | HATTA | 11 KV Rosara AG | Padajhir | RAMKRISHNA MISHRA PANDAJHIR | 63 KVA | 1404
4588 | Damoh | Damoh North | Hatta Res | HATTA | 11 KV Rosara AG | Dhuma | SHREERAM DHUMA | 100 KVA | 1422
4589 | Damoh | Damoh North | Hatta Res | HATTA | 11 KV Rosara AG | Dhuma | MATHURA KURMI DHUMA | 63 KVA | 1425
4590 | Damoh | Damoh North | Hatta Res | HATTA | 11 KV Rosara AG | Dhuma | PANNU PATEL DHUMA | 25 KVA | 1433
4591 | Damoh | Damoh North | Hatta Res | HATTA | 11 KV Rosara AG | Dhuma | GIRDHARI PATEL DHUMA | 25 KVA | 1440
4592 | Damoh | Damoh North | Hatta Res | HATTA | 11 KV Rosara AG | Dhuma | DINESH KURMI DHUMA | 25 KVA | 1444
4593 | Damoh | Damoh North | Hatta Res | HATTA | 11 KV Rosara AG | Dhuma | KALU BASOR SIMARI FATEHPUR | 25 KVA | 1453
4594 | Damoh | Damoh North | Hatta Res | HATTA | 11 KV Rosara AG | Dhuma | BASOR WALA SIMARI | 25 KVA | 1454
4595 | Damoh | Damoh North | Hatta Res | HATTA | 11 KV Rosara AG | Dhuma | GANGARAM WALA SIMARI FATEHPUR | 25 KVA | 1462
4596 | Damoh | Damoh North | Hatta Res | HATTA | 11 KV Rosara AG | Dhuma | KAMLESH KURMI SIMRI | 25 KVA | 1467
4597 | Damoh | Damoh North | Hatta Res | HATTA | 11 KV Rosara AG | Simri Fatehpur | HARICHARAN KURMI HINAMATPATI | 63 KVA | 1472
4598 | Damoh | Damoh North | Hatta Res | HATTA | 11 KV Rosara AG | Simri Fatehpur | SHARDA KURMI HINAMATPATI | 25 KVA | 1480
4599 | Damoh | Damoh North | Hatta Res | HATTA | 11 KV Rosara AG | Simri Fatehpur | NARAYAN KURMI HINMATPATI | 25 KVA | 1482
4600 | Damoh | Damoh North | Hatta Res | HATTA | 11 KV Rosara AG | Simri Fatehpur | GAJADHAR KURMI HINMATPATI | 25 KVA | 1484
4601 | Damoh | Damoh North | Hatta Res | HATTA | 11 KV Rosara AG | Simri Fatehpur | OMKAR HINMATPATI | 25 KVA | 1491
4602 | Damoh | Damoh North | Hatta Res | HATTA | 11 KV Rosara AG | Simri Fatehpur | GOUTAM CHAMAR HINMATPATI | 100 KVA | 1492
4603 | Damoh | Damoh North | Hatta Res | HATTA | 11 KV Rosara AG | Himmat Pati Champat | VIJAY KURMI HINAMTPATI | 63 KVA | 1501
4604 | Damoh | Damoh North | Hatta Res | HATTA | 11 KV Rosara AG | Himmat Pati Champat | DAYARAM HINAMATPATI | 25 KVA | 1504
4605 | Damoh | Damoh North | Hatta Res | HATTA | 11 KV Rosara AG | Himmat Pati Champat | KOMAL ATHAYA HINMATPATI | 25 KVA | 1524
4606 | Damoh | Damoh North | Hatta Res | HATTA | 11 KV Rosara AG | Himmat Pati Champat | MEGHRAJ KURMI HINAMATPATI | 25 KVA | 1529
4607 | Damoh | Damoh North | Hatta Res | HATTA | 11 KV Fatehpur AG | Prempura | MANDI WALA | 25 KVA | 1567
4608 | Damoh | Damoh North | Hatta Res | HATTA | 11 KV Fatehpur AG | Sagoni Madho | HARAT PULL | 63 KVA | 1605
4609 | Damoh | Damoh North | Hatta Res | HATTA | 11 KV Fatehpur AG | Sagoni Madho | MUNNA PANDA | 25 KVA | 1606
4610 | Damoh | Damoh North | Hatta Res | HATTA | 11 KV Fatehpur AG | NO VILLAGE FOUND | DTR NOT TAGGED | 25 KVA | 1608
4611 | Damoh | Damoh North | Hatta Res | HATTA | 11 KV Fatehpur AG | NO VILLAGE FOUND | DTR NOT TAGGED | 25 KVA | 1615
4612 | Damoh | Damoh North | Hatta Res | HATTA | 11 KV Fatehpur AG | NO VILLAGE FOUND | DTR NOT TAGGED | 25 KVA | 1616
4613 | Damoh | Damoh North | Hatta Res | HATTA | 11 KV Fatehpur AG | Sagoni Madho | SUSEELA JAGDEESH DUBEY | 25 KVA | 1617
4614 | Damoh | Damoh North | Hatta Res | HATTA | 11 KV Fatehpur AG | Harat | PREMNARAYAN | 25 KVA | 1620
4615 | Damoh | Damoh North | Hatta Res | HATTA | 11 KV Fatehpur AG | Harat | PREM NARAYAN | 25 KVA | 1625
4616 | Damoh | Damoh North | Hatta Res | HATTA | 11 KV Fatehpur AG | Harat | KAVITA RANI | 25 KVA | 1632
4617 | Damoh | Damoh North | Hatta Res | HATTA | 11 KV Fatehpur AG | NO VILLAGE FOUND | DTR NOT TAGGED | 25 KVA | 1635
4618 | Damoh | Damoh North | Hatta Res | HATTA | 11 KV Fatehpur AG | Harat | VISHNU PATEL | 25 KVA | 1637
4619 | Damoh | Damoh North | Hatta Res | HATTA | 11 KV Fatehpur AG | Harat | NAMDEV HATTA | 25 KVA | 1643
4620 | Damoh | Damoh North | Hatta Res | HATTA | 11 KV Fatehpur AG | Harat | KAMAL SHING THAKUR | 25 KVA | 1649
4621 | Damoh | Damoh North | Hatta Res | HATTA | 11 KV Fatehpur AG | NO VILLAGE FOUND | DTR NOT TAGGED | 25 KVA | 1650
4622 | Damoh | Damoh North | Hatta Res | HATTA | 11 KV Fatehpur AG | NO VILLAGE FOUND | DTR NOT TAGGED | 25 KVA | 1652
4623 | Damoh | Damoh North | Hatta Res | HATTA | 11 KV Fatehpur AG | Sagoni Madho | NAGMADHI | 25 KVA | 1654
4624 | Damoh | Damoh North | Hatta Res | HATTA | 11 KV Fatehpur AG | NO VILLAGE FOUND | DTR NOT TAGGED | 25 KVA | 1656
4625 | Damoh | Damoh North | Hatta Res | HATTA | 11 KV Fatehpur AG | Harat | RAMLAL PURAN LAL | 25 KVA | 1660
4626 | Damoh | Damoh North | Hatta Res | HATTA | 11 KV Fatehpur AG | Harat | NARAYAN MASAB | 25 KVA | 1661
4627 | Damoh | Damoh North | Hatta Res | HATTA | 11 KV Fatehpur AG | Harat | GIRJARANI | 25 KVA | 1671
4628 | Damoh | Damoh North | Hatta Res | HATTA | 11 KV Fatehpur AG | Harat | DHARMENDR KANCHDI SHING | 25 KVA | 1674
4629 | Damoh | Damoh North | Hatta Res | HATTA | 11 KV Fatehpur AG | Harat | LAL SHING KALYAN SHING | 25 KVA | 1676
4630 | Damoh | Damoh North | Hatta Res | HATTA | 11 KV Fatehpur AG | Harat | SABBIBAI PURAN SHING | 25 KVA | 1678
4631 | Damoh | Damoh North | Hatta Res | HATTA | 11 KV Fatehpur AG | NO VILLAGE FOUND | DTR NOT TAGGED | 25 KVA | 1680
4632 | Damoh | Damoh North | Hatta Res | HATTA | 11 KV Fatehpur AG | Harat | PRDEEP BHANU SHING | 25 KVA | 1683
4633 | Damoh | Damoh North | Hatta Res | HATTA | 11 KV Fatehpur AG | Harat | DINESH RAMESHWAR PADHA | 25 KVA | 1699
4634 | Damoh | Damoh North | Hatta Res | HATTA | 11 KV Fatehpur AG | Harat | BIHARI LAL PATEL | 25 KVA | 1700
4635 | Damoh | Damoh North | Hatta Res | HATTA | 11 KV Fatehpur AG | Harat | DEEVAR NADI | 25 KVA | 1708
4636 | Damoh | Damoh North | Hatta Res | HATTA | 11 KV Fatehpur AG | Harat | SAGEETA VISHNU | 25 KVA | 1709
4637 | Damoh | Damoh North | Hatta Res | HATTA | 11 KV Fatehpur AG | Harat | HARAT NARSHARI | 25 KVA | 1716
4638 | Damoh | Damoh North | Hatta Res | HATTA | 11 KV Fatehpur AG | Harat | HARAT DARKA | 25 KVA | 1719
4639 | Damoh | Damoh North | Hatta Res | HATTA | 11 KV Fatehpur AG | NO VILLAGE FOUND | DTR NOT TAGGED | 25 KVA | 1725
4640 | Damoh | Damoh North | Hatta Res | HATTA | 11 KV Fatehpur AG | Harat | GANGA RAM YADAV WALA | 25 KVA | 1728
4641 | Damoh | Damoh North | Hatta Res | HATTA | 11 KV Fatehpur AG | Harat | ABSHTHI JI WALA | 25 KVA | 1731
4642 | Damoh | Damoh North | Hatta Res | HATTA | 11 KV Fatehpur AG | Hinoti Udesha | SIMARI PATEL WALA | 25 KVA | 1738
4643 | Damoh | Damoh North | Hatta Res | HATTA | 11 KV Fatehpur AG | Harat | ABSTHI WALA | 25 KVA | 1744
4644 | Damoh | Damoh North | Hatta Res | HATTA | 11 KV Fatehpur AG | Baroda Kalan | PETOL PUMP BARODA | 25 KVA | 1757
4645 | Damoh | Damoh North | Hatta Res | HATTA | 11 KV Fatehpur AG | Hinoti Udesha | PANDY JI SIMRI | 25 KVA | 1762
4646 | Damoh | Damoh North | Hatta Res | HATTA | 11 KV Fatehpur AG | Hinoti Udesha | SARPANCH WALA | 100 KVA | 1765
4647 | Damoh | Damoh North | Hatta Res | HATTA | 11 KV Fatehpur AG | Hinoti Udesha | RAJAK WALA | 25 KVA | 1772
4648 | Damoh | Damoh North | Hatta Res | HATTA | 11 KV Fatehpur AG | Hinoti Udesha | GANGARAM RAJAK | 25 KVA | 1778
4649 | Damoh | Damoh North | Hatta Res | HATTA | 11 KV Fatehpur AG | Baroda Kalan | KISHORILAL BIDHOLYA | 25 KVA | 1784
4650 | Damoh | Damoh North | Hatta Res | HATTA | 11 KV Fatehpur AG | Hinoti Udesha | AMIT BARODA | 25 KVA | 1787
4651 | Damoh | Damoh North | Hatta Res | HATTA | 11 KV Fatehpur AG | Hinoti Udesha | UMASHANKAR GARG | 25 KVA | 1790
4652 | Damoh | Damoh North | Hatta Res | HATTA | 11 KV Fatehpur AG | Baroda Kalan | PANDIT SIMRI | 25 KVA | 1793
4653 | Damoh | Damoh North | Hatta Res | HATTA | 11 KV Fatehpur AG | Baroda Kalan | CHOTU THAKUR BARODA | 25 KVA | 1795
4654 | Damoh | Damoh North | Hatta Res | HATTA | 11 KV Fatehpur AG | Perwara | SURAJ SARPANCH | 63 KVA | 1800
4655 | Damoh | Damoh North | Hatta Res | HATTA | 11 KV Fatehpur AG | Sagron | SHANKAR LAL TIWARI | 25 KVA | 1812
4656 | Damoh | Damoh North | Hatta Res | HATTA | 11 KV Fatehpur AG | Perwara | SATENDR MASAB BARODA | 25 KVA | 1814
4657 | Damoh | Damoh North | Hatta Res | HATTA | 11 KV Fatehpur AG | Baroda Kalan | DAU WALA | 25 KVA | 1821
4658 | Damoh | Damoh North | Hatta Res | HATTA | 11 KV Fatehpur AG | Hinoti Udesha | DEVENDR MAN RORD | 63 KVA | 1825
4659 | Damoh | Damoh North | Hatta Res | HATTA | 11 KV Fatehpur AG | Perwara | RANMAT MAN RORD HINOTI UDESHA | 25 KVA | 1829
4660 | Damoh | Damoh North | Hatta Res | HATTA | 11 KV Fatehpur AG | Hinoti Udesha | BHAGWANDAS | 25 KVA | 1835
4661 | Damoh | Damoh North | Hatta Res | HATTA | 11 KV Fatehpur AG | Perwara | AANU WALA | 25 KVA | 1840
4662 | Damoh | Damoh North | Hatta Res | HATTA | 11 KV Fatehpur AG | Perwara | LOKPAL | 25 KVA | 1842
4663 | Damoh | Damoh North | Hatta Res | HATTA | 11 KV Fatehpur AG | Perwara | NARAYAN SARPANCH | 100 KVA | 1850
4664 | Damoh | Damoh North | Hatta Res | HATTA | 11 KV Fatehpur AG | Perwara | CHENU MAHRAJ | 25 KVA | 1853
4665 | Damoh | Damoh North | Hatta Res | HATTA | 11 KV Fatehpur AG | Perwara | NARAYAN SARPANCH | 25 KVA | 1857
4666 | Damoh | Damoh North | Hatta Res | HATTA | 11 KV Fatehpur AG | Perwara | BHAGWAN SHING NETA | 25 KVA | 1862
4667 | Damoh | Damoh North | Hatta Res | HATTA | 11 KV Fatehpur AG | Perwara | NADI WALA | 63 KVA | 1867
4668 | Damoh | Damoh North | Hatta Res | HATTA | 11 KV Fatehpur AG | Hinoti Udesha | THAKUR WALA | 25 KVA | 1873
4669 | Damoh | Damoh North | Hatta Res | HATTA | 11 KV Fatehpur AG | Perwara | RORD KE BAGAL ME HINOTI UDESHA | 25 KVA | 1876
4670 | Damoh | Damoh North | Hatta Res | HATTA | 11 KV Fatehpur AG | Harat | ABASHTHI JI HARAT | 25 KVA | 1884
4671 | Damoh | Damoh North | Hatta Res | HATTA | 11 KV Fatehpur AG | NO VILLAGE FOUND | DTR NOT TAGGED | 25 KVA | 1888
4672 | Damoh | Damoh North | Hatta Res | HATTA | 11 KV Fatehpur AG | Bijori Naval Shah | JAIN WALA | 25 KVA | 1891
4673 | Damoh | Damoh North | Hatta Res | HATTA | 11 KV Fatehpur AG | Harat | HARAT PUMP | 25 KVA | 1901
4674 | Damoh | Damoh North | Hatta Res | HATTA | 11 KV Fatehpur AG | Bijori Naval Shah | CHAMAR NAHAR | 25 KVA | 1907
4675 | Damoh | Damoh North | Hatta Res | HATTA | 11 KV Fatehpur AG | Bijori Naval Shah | RAMESH PATEL | 25 KVA | 1912
4676 | Damoh | Damoh North | Hatta Res | HATTA | 11 KV Fatehpur AG | Bijori Naval Shah | PATEL JU | 25 KVA | 1920
4677 | Damoh | Damoh North | Hatta Res | HATTA | 11 KV Fatehpur AG | Bijori Naval Shah | LAKHAN PATEL | 63 KVA | 1923
4678 | Damoh | Damoh North | Hatta Res | HATTA | 11 KV Fatehpur AG | NO VILLAGE FOUND | DTR NOT TAGGED | 25 KVA | 1928
4679 | Damoh | Damoh North | Hatta Res | HATTA | 11 KV Fatehpur AG | Bijori Naval Shah | JAMNA PATEL | 63 KVA | 1933
4680 | Damoh | Damoh North | Hatta Res | HATTA | 11 KV Fatehpur AG | Bijori Naval Shah | SEETARAM PATEL | 25 KVA | 1935
4681 | Damoh | Damoh North | Hatta Res | HATTA | 11 KV Fatehpur AG | Bijori Naval Shah | VINDRABAN PATEL | 25 KVA | 1940
4682 | Damoh | Damoh North | Hatta Res | HATTA | 11 KV Fatehpur AG | Bijori Naval Shah | CHURAMAN PATEL | 25 KVA | 1946
4683 | Damoh | Damoh North | Hatta Res | HATTA | 11 KV Fatehpur AG | Bijori Naval Shah | RAMESSH PATEL | 100 KVA | 1953
4684 | Damoh | Damoh North | Hatta Res | HATTA | 11 KV Fatehpur AG | Bijori Naval Shah | MULUA KACHI PATEL | 25 KVA | 1957
4685 | Damoh | Damoh North | Hatta Res | HATTA | 11 KV Fatehpur AG | Bijori Naval Shah | RAJA HARINARAYAN | 25 KVA | 1976
4686 | Damoh | Damoh North | Hatta Res | HATTA | 11 KV Fatehpur AG | Bijori Naval Shah | RAMGOPAL | 25 KVA | 1980
4687 | Damoh | Damoh North | Hatta Res | HATTA | 11 KV Fatehpur AG | Bela Purwa | LAXMAN MICHRA | 63 KVA | 1986
4688 | Damoh | Damoh North | Hatta Res | HATTA | 11 KV Fatehpur AG | Bela Purwa | DANGU PATEL | 25 KVA | 1991
4689 | Damoh | Damoh North | Hatta Res | HATTA | 11 KV Fatehpur AG | Bela Purwa | SHANT MOHAN PATEL | 63 KVA | 1997
4690 | Damoh | Damoh North | Hatta Res | HATTA | 11 KV Fatehpur AG | NO VILLAGE FOUND | DTR NOT TAGGED | 25 KVA | 1999
4691 | Damoh | Damoh North | Hatta Res | HATTA | 11 KV Fatehpur AG | Patna | DILEEP PATEL | 63 KVA | 2005
4692 | Damoh | Damoh North | Hatta Res | HATTA | 11 KV Fatehpur AG | Ronda | SCHOOL KE PAAS | 25 KVA | 2018
4693 | Damoh | Damoh North | Hatta Res | HATTA | 11 KV Fatehpur AG | Ronda | MADAN HARIRAM TIWARI | 25 KVA | 2020
4694 | Damoh | Damoh North | Hatta Res | HATTA | 11 KV Fatehpur AG | Ronda | ISHWARI CHAMAR | 25 KVA | 2024
4695 | Damoh | Damoh North | Hatta Res | HATTA | 11 KV Fatehpur AG | Ronda | AKLESH VISHKARMA | 25 KVA | 2033
4696 | Damoh | Damoh North | Hatta Res | HATTA | 11 KV Fatehpur AG | Ronda | RODHA PAMP | 25 KVA | 2034
4697 | Damoh | Damoh North | Hatta Res | HATTA | 11 KV Fatehpur AG | Ronda | RODHA PATEL | 25 KVA | 2036
4698 | Damoh | Damoh North | Hatta Res | HATTA | 11 KV Fatehpur AG | Ronda | RODHA THAKUR | 25 KVA | 2042
4699 | Damoh | Damoh North | Hatta Res | HATTA | 11 KV Fatehpur AG | Patna | MADAN TIWARI | 25 KVA | 2050
4700 | Damoh | Damoh North | Hatta Res | HATTA | 11 KV Fatehpur AG | Bijori Naval Shah | DHAPPU MUNNA KACHI | 25 KVA | 2060
4701 | Damoh | Damoh North | Hatta Res | HATTA | 11 KV Fatehpur AG | Bijori Naval Shah | AANAD SHOBAN SHING | 25 KVA | 2064
4702 | Damoh | Damoh North | Hatta Res | HATTA | 11 KV Fatehpur AG | Bijori Naval Shah | TULSIRAM KACHI | 25 KVA | 2068
4703 | Damoh | Damoh North | Hatta Res | HATTA | 11 KV Fatehpur AG | Bijori Naval Shah | TALLU SHING | 25 KVA | 2070
4704 | Damoh | Damoh North | Hatta Res | HATTA | 11 KV Fatehpur AG | Patna | RORD KE KINARE | 63 KVA | 2076
4705 | Damoh | Damoh North | Hatta Res | HATTA | 11 KV Fatehpur AG | Patna | HETRAM SHRMA | 25 KVA | 2079
4706 | Damoh | Damoh North | Hatta Res | HATTA | 11 KV Fatehpur AG | Harat | RAMKISHAN | 25 KVA | 2087
4707 | Damoh | Damoh North | Hatta Res | HATTA | 11 KV Fatehpur AG | Harat | HETRAM SHRMA | 25 KVA | 2092
4708 | Damoh | Damoh North | Hatta Res | HATTA | 11 KV Fatehpur AG | Patna | HARIYA CHAMAR | 25 KVA | 2107
4709 | Damoh | Damoh North | Hatta Res | HATTA | 11 KV Fatehpur AG | Patna | DEVENDR SHARMA | 25 KVA | 2111
4710 | Damoh | Damoh North | Hatta Res | HATTA | 11 KV Fatehpur AG | Kumhi | PATEL WALA | 25 KVA | 2128
4711 | Damoh | Damoh North | Hatta Res | HATTA | 11 KV Fatehpur AG | Kumhi | PATEL WALA | 25 KVA | 2131
4712 | Damoh | Damoh North | Hatta Res | HATTA | 11 KV Fatehpur AG | Kumhi | SHARMA WALA | 63 KVA | 2136
4713 | Damoh | Damoh North | Hatta Res | HATTA | 11 KV Fatehpur AG | NO VILLAGE FOUND | DTR NOT TAGGED | 25 KVA | 2139
4714 | Damoh | Damoh North | Hatta Res | HATTA | 11 KV Fatehpur AG | Kheriharkishan | MAHENDR KACHI | 25 KVA | 2146
4715 | Damoh | Damoh North | Hatta Res | HATTA | 11 KV Fatehpur AG | Kumhi | DEVENDR SHARMA WALA | 25 KVA | 2150
4716 | Damoh | Damoh North | Hatta Res | HATTA | 11 KV Fatehpur AG | Kheriharkishan | MALKHAN AADIWASI | 25 KVA | 2156
4717 | Damoh | Damoh North | Hatta Res | HATTA | 11 KV Fatehpur AG | Kheriharkishan | HARIJAN WALA | 25 KVA | 2157
4718 | Damoh | Damoh North | Hatta Res | HATTA | 11 KV Fatehpur AG | Prempura | DAMOH MAN RORD | 63 KVA | 2160
4719 | Damoh | Damoh North | Hatta Res | HATTA | 11 KV Fatehpur AG | Prempura | DAMOH RORD | 25 KVA | 2164
4720 | Damoh | Damoh North | Hatta Res | HATTA | 11 KV Fatehpur AG | Prempura | DAMOH ROD WALA | 25 KVA | 2168
4721 | Damoh | Damoh North | Hatta Res | HATTA | 11 KV Fatehpur AG | Prempura | DAGENIYA PUL | 25 KVA | 2184
4722 | Damoh | Damoh North | Hatta Res | HATTA | 11 KV Fatehpur AG | Prempura | DAMMU SAHU | 100 KVA | 2187
4723 | Damoh | Damoh North | Hatta Res | HATTA | 11 KV Fatehpur AG | Prempura | PREMPURA RORD | 25 KVA | 2193
4724 | Damoh | Damoh North | Hatta Res | HATTA | 11 KV Fatehpur AG | Symarkhedi | ABHISHEK HADWARE | 25 KVA | 2202
4725 | Damoh | Damoh North | Hatta Res | HATTA | 11 KV Fatehpur AG | Jamuniya | BRJESH SAHU | 25 KVA | 2204
4726 | Damoh | Damoh North | Hatta Res | HATTA | 11 KV Fatehpur AG | Symarkhedi | LAKHAN SAHU | 25 KVA | 2206
4727 | Damoh | Damoh North | Hatta Res | HATTA | 11 KV Fatehpur AG | Luhari | SADIK KHAN | 25 KVA | 2216
4728 | Damoh | Damoh North | Hatta Res | HATTA | 11 KV Fatehpur AG | Luhari | AJNI MATA WALA | 100 KVA | 2219
4729 | Damoh | Damoh North | Hatta Res | HATTA | 11 KV Fatehpur AG | Jamuniya | PREMPURA SCHOOL | 25 KVA | 2229
4730 | Damoh | Damoh North | Hatta Res | HATTA | 11 KV Fatehpur AG | Jamuniya | AADIWASHI | 25 KVA | 2239
4731 | Damoh | Damoh North | Hatta Res | HATTA | 11 KV Fatehpur AG | Jamuniya | YADAV JI | 25 KVA | 2248
4732 | Damoh | Damoh North | Hatta Res | HATTA | 11 KV Fatehpur AG | Jamuniya | ATHYA WALA | 25 KVA | 2257
4733 | Damoh | Damoh North | Hatta Res | HATTA | 11 KV Fatehpur AG | Jamuniya | KHERI HARIJAN | 25 KVA | 2265
4734 | Damoh | Damoh North | Hatta Res | HATTA | 11 KV Fatehpur AG | Jamuniya | GHAMSHU GADRIYA | 25 KVA | 2267
4735 | Damoh | Damoh North | Hatta Res | HATTA | 11 KV Fatehpur AG | Jamuniya | PREMPURA HARIJAN WALA | 25 KVA | 2277
4736 | Damoh | Damoh North | Hatta Res | HATTA | 11 KV Fatehpur AG | Jamuniya | PREMPURA HAR WALA | 25 KVA | 2281
4737 | Damoh | Damoh North | Hatta Res | HATTA | 11 KV Fatehpur AG | Kheriharkishan | SURESH PATERIYA | 25 KVA | 2288
4738 | Damoh | Damoh North | Hatta Res | HATTA | 11 KV Fatehpur AG | Kheriharkishan | BHARAT SHARMA WALA | 25 KVA | 2293
4739 | Damoh | Damoh North | Hatta Res | HATTA | 11 KV Fatehpur AG | Kumhi | LAXMINARAYAN SHARMA | 25 KVA | 2300
4740 | Damoh | Damoh North | Hatta Res | HATTA | 11 KV Fatehpur AG | Kumhi | PRBHU SHARMA | 25 KVA | 2306
4741 | Damoh | Damoh North | Hatta Res | HATTA | 11 KV Fatehpur AG | Kumhi | PATEL JAMUNIYA | 25 KVA | 2308
4742 | Damoh | Damoh North | Hatta Res | HATTA | 11 KV Fatehpur AG | Ronda | MADAN LAXMAN MICHRA | 63 KVA | 2317
4743 | Damoh | Damoh North | Hatta Res | HATTA | 11 KV Fatehpur AG | Ronda | BHOLESHANKAR RAMESWAR | 25 KVA | 2321
4744 | Damoh | Damoh North | Hatta Res | HATTA | 11 KV Fatehpur AG | Ronda | MITTHU TARWAR | 25 KVA | 2323
4745 | Damoh | Damoh North | Hatta Res | HATTA | 11 KV Fatehpur AG | Ghughri Misar | KHET SHING GAJRAJ SHING | 25 KVA | 2329
4746 | Damoh | Damoh North | Hatta Res | HATTA | 11 KV Fatehpur AG | Symarkhedi | RAMGOPAL SAHU | 25 KVA | 2347
4747 | Damoh | Damoh North | Hatta Res | HATTA | 11 KV Fatehpur AG | Symarkhedi | MICHRA JI WALA | 25 KVA | 2358
4748 | Damoh | Damoh North | Hatta Res | HATTA | 11 KV Fatehpur AG | Symarkhedi | HARIJAN HATTA WALA | 25 KVA | 2364
4749 | Damoh | Damoh North | Hatta Res | HATTA | 11 KV Fatehpur AG | Symarkhedi | RUSLLI HAR | 25 KVA | 2367
4750 | Damoh | Damoh North | Hatta Res | HATTA | 11 KV Fatehpur AG | Symarkhedi | RUSLLI PUMP | 25 KVA | 2376
4751 | Damoh | Damoh North | Hatta Town | HATTA | 11 KV Hatta T 2 DL | NO VILLAGE FOUND | 100 KVA SAI BIHAR COLONI | 100 KVA | 227
4752 | Damoh | Damoh North | Hatta Town | HATTA | 11 KV Hatta T 2 DL | NO VILLAGE FOUND | HOUSING BORD WALA | 100 KVA | 222
4753 | Damoh | Damoh North | Hatta Town | HATTA | 11 KV Hatta T 2 DL | NO VILLAGE FOUND | 100 KVA COLONI WALA | 100 KVA | 223
4754 | Damoh | Damoh North | Hatta Town | HATTA | 11 KV Hatta T 2 DL | NO VILLAGE FOUND | DTR NOT TAGGED | 100 KVA | 221
4755 | Damoh | Damoh North | Hatta Town | HATTA | 11 KV Hatta T 2 DL | NO VILLAGE FOUND | HOUSING BORD COLONI | 200 KVA | 220
4756 | Damoh | Damoh North | Hatta Town | HATTA | 11 KV Hatta T 2 DL | NO VILLAGE FOUND | PLANT WALA | 100 KVA | 219
4757 | Damoh | Damoh North | Hatta Town | HATTA | 11 KV Hatta T 2 DL | NO VILLAGE FOUND | 100 KVA HOUSING BORD COLONI | 200 KVA | 218
4758 | Damoh | Damoh North | Hatta Town | HATTA | 11 KV Hatta T 2 DL | NO VILLAGE FOUND | 100 KVA HOUSING BORD COLONI | 200 KVA | 217
4759 | Damoh | Damoh North | Hatta Town | HATTA | 11 KV Hatta T 2 DL | NO VILLAGE FOUND | 100 KVA HOUSING BORD COLONI | 100 KVA | 216
4760 | Damoh | Damoh North | Hatta Town | HATTA | 11 KV Hatta T 2 DL | NO VILLAGE FOUND | 100 KVA HOUSING BORD COLONI | 100 KVA | 215
4761 | Damoh | Damoh North | Hatta Town | HATTA | 11 KV Hatta T 2 DL | NO VILLAGE FOUND | 100 KVA NEMA COLONI | 100 KVA | 213
4762 | Damoh | Damoh North | Hatta Town | HATTA | 11 KV Hatta T 2 DL | NO VILLAGE FOUND | 100 KVA NEMA COLONI | 100 KVA | 212
4763 | Damoh | Damoh North | Hatta Town | HATTA | 11 KV Hatta T 2 DL | NO VILLAGE FOUND | CHANDI JI MADIR KE PIUCHHE | 63 KVA | 211
4764 | Damoh | Damoh North | Hatta Town | HATTA | 11 KV Hatta T 2 DL | NO VILLAGE FOUND | PATERA ROAD | 63 KVA | 204
4765 | Damoh | Damoh North | Hatta Town | HATTA | 11 KV Hatta T 2 DL | Deogaon | GAIRMURRA PUMP | 25 KVA | 196
4766 | Damoh | Damoh North | Hatta Town | HATTA | 11 KV Hatta T 2 DL | Deogaon | GAIRMURRA HAR | 25 KVA | 192
4767 | Damoh | Damoh North | Hatta Town | HATTA | 11 KV Hatta T 2 DL | NO VILLAGE FOUND | 25 KVA HAZARI TALAIYA | 25 KVA | 190
4768 | Damoh | Damoh North | Hatta Town | HATTA | 11 KV Hatta T 2 DL | NO VILLAGE FOUND | DTR NOT TAGGED | 25 KVA | 191
4769 | Damoh | Damoh North | Hatta Town | HATTA | 11 KV Hatta T 2 DL | NO VILLAGE FOUND | 25 KVA GRAREESH KHATIK | 25 KVA | 189
4770 | Damoh | Damoh North | Hatta Town | HATTA | 11 KV Hatta T 2 DL | NO VILLAGE FOUND | 25 KVA ROAD WALA | 25 KVA | 188
4771 | Damoh | Damoh North | Hatta Town | HATTA | 11 KV Hatta T 2 DL | Deogaon | PANGHAT | 100 KVA | 187
4772 | Damoh | Damoh North | Hatta Town | HATTA | 11 KV Hatta T 2 DL | NO VILLAGE FOUND | 200 KVA HAZARI JI COLONI | 200 KVA | 169
4773 | Damoh | Damoh North | Hatta Town | HATTA | 11 KV Hatta T 2 DL | NO VILLAGE FOUND | 200 KVA HAZARI JI COLONI | 200 KVA | 170
4774 | Damoh | Damoh North | Hatta Town | HATTA | 11 KV Hatta T 2 DL | NO VILLAGE FOUND | 200 KVA HAZARI JI COLONI | 200 KVA | 168
4775 | Damoh | Damoh North | Hatta Town | HATTA | 11 KV Hatta T 2 DL | NO VILLAGE FOUND | 200 KVA HAZARI JI COLONI | 200 KVA | 167
4776 | Damoh | Damoh North | Hatta Town | HATTA | 11 KV Hatta T 2 DL | NO VILLAGE FOUND | 200 KVA HAZARI JI COLONI | 200 KVA | 166
4777 | Damoh | Damoh North | Hatta Town | HATTA | 11 KV Hatta T 2 DL | Ranjhi | GAIR MURRA NO1 | 100 KVA | 163
4778 | Damoh | Damoh North | Hatta Town | HATTA | 11 KV Hatta T 2 DL | Ranjhi | GAIR MURRA NO2 | 100 KVA | 162
4779 | Damoh | Damoh North | Hatta Town | HATTA | 11 KV Hatta T 2 DL | Ranjhi | GAIR MURRA NO2 | 100 KVA | 161
4780 | Damoh | Damoh North | Hatta Town | HATTA | 11 KV Hatta T 2 DL | Deogaon | PATARIYA HAR | 100 KVA | 156
4781 | Damoh | Damoh North | Hatta Town | HATTA | 11 KV Hatta T 2 DL | NO VILLAGE FOUND | SIDHRTH PLACE | 63 KVA | 144
4782 | Damoh | Damoh North | Hatta Town | HATTA | 11 KV Hatta T 2 DL | NO VILLAGE FOUND | GURUKUL SCHOOL KE PAS | 100 KVA | 140
4783 | Damoh | Damoh North | Hatta Town | HATTA | 11 KV Hatta T 2 DL | NO VILLAGE FOUND | PAJNI ROAD | 100 KVA | 138
4784 | Damoh | Damoh North | Hatta Town | HATTA | 11 KV Hatta T 2 DL | Ranjhi | JAIN MANDIR | 200 KVA | 137
4785 | Damoh | Damoh North | Hatta Town | HATTA | 11 KV Hatta T 2 DL | Ranjhi | AIRTEL TOWER | 100 KVA | 128
4786 | Damoh | Damoh North | Hatta Town | HATTA | 11 KV Hatta T 2 DL | Ranjhi | GHURAGHAT | 100 KVA | 127
4787 | Damoh | Damoh North | Hatta Town | HATTA | 11 KV Hatta T 2 DL | Ranjhi | GOURISHANKAR 2 NO | 200 KVA | 124
4788 | Damoh | Damoh North | Hatta Town | HATTA | 11 KV Hatta T 2 DL | NO VILLAGE FOUND | 25 KVA AIRTEL TOWER | 25 KVA | 125
4789 | Damoh | Damoh North | Hatta Town | HATTA | 11 KV Hatta T 2 DL | Ranjhi | GOURISHANKAR MANDIR | 100 KVA | 121
4790 | Damoh | Damoh North | Hatta Town | HATTA | 11 KV Hatta T 2 DL | Ranjhi | PHE | 100 KVA | 118
4791 | Damoh | Damoh North | Hatta Town | HATTA | 11 KV Hatta T 2 DL | Ranjhi | KANYA HIGH SCHOOL | 25 KVA | 115
4792 | Damoh | Damoh North | Hatta Town | HATTA | 11 KV Hatta T 2 DL | NO VILLAGE FOUND | 100 KVA COLONI WALA | 100 KVA | 114
4793 | Damoh | Damoh North | Hatta Town | HATTA | 11 KV Hatta T 2 DL | NO VILLAGE FOUND | COLONI WALA | 100 KVA | 112
4794 | Damoh | Damoh North | Hatta Town | HATTA | 11 KV Hatta T 2 DL | NO VILLAGE FOUND | 100 KVA COLONI WALA | 100 KVA | 113
4795 | Damoh | Damoh North | Hatta Town | HATTA | 11 KV Hatta T 2 DL | Ranjhi | GANGA JHIRIYA NO2 | 100 KVA | 110
4796 | Damoh | Damoh North | Hatta Town | HATTA | 11 KV Hatta T 2 DL | Ranjhi | GANGA JHIRIYA NO1 | 100 KVA | 107
4797 | Damoh | Damoh North | Hatta Town | HATTA | 11 KV Hatta T 2 DL | NO VILLAGE FOUND | GANGAJHIRIYA 1 | 100 KVA | 104
4798 | Damoh | Damoh North | Hatta Town | HATTA | 11 KV Hatta T 2 DL | NO VILLAGE FOUND | HOSPITAL WALA | 100 KVA | 103
4799 | Damoh | Damoh North | Hatta Town | HATTA | 11 KV Hatta T 2 DL | Ranjhi | HOSPITAL | 100 KVA | 102
4800 | Damoh | Damoh North | Hatta Town | HATTA | 11 KV Hatta T 2 DL | NO VILLAGE FOUND | 100 KVA HOSPITAL WALA | 100 KVA | 101
4801 | Damoh | Damoh North | Hatta Town | HATTA | 11 KV Hatta T 2 DL | Ranjhi | HARDOL | 100 KVA | 96
4802 | Damoh | Damoh North | Hatta Town | HATTA | 11 KV Hatta T 2 DL | NO VILLAGE FOUND | KENDRA VIDDHAYALAY | 25 KVA | 91
4803 | Damoh | Damoh North | Hatta Town | HATTA | 11 KV Hatta T 2 DL | Ranjhi | GANESH MANDIR | 100 KVA | 90
4804 | Damoh | Damoh North | Hatta Town | HATTA | 11 KV Hatta T 2 DL | Ranjhi | AIRTEL CHANDI JI | 25 KVA | 88
4805 | Damoh | Damoh North | Hatta Town | HATTA | 11 KV Hatta T 2 DL | Ronsara | VODAFONE GOURISHANKAR WARD | 25 KVA | 86
4806 | Damoh | Damoh North | Hatta Town | HATTA | 11 KV Hatta T 2 DL | Ronsara | BAJARIYA BOARD | 100 KVA | 84
4807 | Damoh | Damoh North | Hatta Town | HATTA | 11 KV Hatta T 2 DL | Ranjhi | HAZARI WARD | 100 KVA | 83
4808 | Damoh | Damoh North | Hatta Town | HATTA | 11 KV Hatta T 2 DL | Ranjhi | BANSHI SAGAR | 200 KVA | 81
4809 | Damoh | Damoh North | Hatta Town | HATTA | 11 KV Hatta T 2 DL | Ranjhi | VODAFONE | 100 KVA | 77
4810 | Damoh | Damoh North | Hatta Town | HATTA | 11 KV Hatta T 2 DL | Ranjhi | AGRASEN ELECT | 100 KVA | 74
4811 | Damoh | Damoh North | Hatta Town | HATTA | 11 KV Hatta T 2 DL | Hatta (M) | DURGESH TALKIS | 200 KVA | 70
4812 | Damoh | Damoh North | Hatta Town | HATTA | 11 KV Hatta T 2 DL | Ranjhi | SBI ATM CHANDI JI | 100 KVA | 66
4813 | Damoh | Damoh North | Hatta Town | HATTA | 11 KV Hatta T 2 DL | Ranjhi | CHANDI JI MANDIR | 100 KVA | 64
4814 | Damoh | Damoh North | Hatta Town | HATTA | 11 KV Hatta T 2 DL | Hatta (M) | AADIM JATI | 100 KVA | 57
4815 | Damoh | Damoh North | Hatta Town | HATTA | 11 KV Hatta T 2 DL | Hatta (M) | AIRTEL TOWER DOLIYAKHEDA | 63 KVA | 42
4816 | Damoh | Damoh North | Hatta Town | HATTA | 11 KV Hatta T 2 DL | Hatta (M) | RANEH ROAD KAKRAI | 100 KVA | 35
4817 | Damoh | Damoh North | Hatta Town | HATTA | 11 KV Hatta T 2 DL | NO VILLAGE FOUND | 100 KVA SAI BIHAR COLONI | 100 KVA | 228
4818 | Damoh | Damoh North | Hatta Town | HATTA | 11 KV Hatta T 2 DL | Hatta (M) | KHACHNA | 100 KVA | 32
4819 | Damoh | Damoh North | Hatta Town | HATTA | 11 KV Hatta T 2 DL | NO VILLAGE FOUND | TECHAER | 100 KVA | 11
4820 | Damoh | Damoh North | Hatta Town | HATTA | 11 KV Hatta T 2 DL | NO VILLAGE FOUND | 100 KVA SAI BIHAR COLONI | 100 KVA | 229
4821 | Damoh | Damoh North | Hatta Town | HATTA | 11 KV Hatta T 2 DL | NO VILLAGE FOUND | SHANTIPURAM COLONY | 100 KVA | 230
4822 | Damoh | Damoh North | Hatta Res | HATTA | 11 KV W/W(tikariaya) DL | Bijori Naval Shah | PATNA KUA KE PAS | 25 KVA | 1024
4823 | Damoh | Damoh North | Hatta Res | HATTA | 11 KV W/W(tikariaya) DL | Bijori Naval Shah | PATNA HARIJAN MOHALLA | 25 KVA | 1016
4824 | Damoh | Damoh North | Hatta Res | HATTA | 11 KV W/W(tikariaya) DL | Patna | KUMI REVARAM SHARMA | 25 KVA | 1004
4825 | Damoh | Damoh North | Hatta Res | HATTA | 11 KV W/W(tikariaya) DL | Patna | KUMI LATORA | 25 KVA | 1003
4826 | Damoh | Damoh North | Hatta Res | HATTA | 11 KV W/W(tikariaya) DL | Patna | KUMI BASTI HARIJAN | 25 KVA | 994
4827 | Damoh | Damoh North | Hatta Res | HATTA | 11 KV W/W(tikariaya) DL | Kumhi | KHAIRI HARIKISAN JAROLIYA | 25 KVA | 966
4828 | Damoh | Damoh North | Hatta Res | HATTA | 11 KV W/W(tikariaya) DL | Kumhi | KHAIRI JIO TOWER | 25 KVA | 964
4829 | Damoh | Damoh North | Hatta Res | HATTA | 11 KV W/W(tikariaya) DL | Kumhi | KHAIRI BASTI RATAN SEN | 25 KVA | 959
4830 | Damoh | Damoh North | Hatta Res | HATTA | 11 KV W/W(tikariaya) DL | Kumhi | KHAIRI HARIKISAN SCHOOL | 25 KVA | 955
4831 | Damoh | Damoh North | Hatta Res | HATTA | 11 KV W/W(tikariaya) DL | Kumhi | KHAIRI HARIKISAN HARIJAN | 25 KVA | 954
4832 | Damoh | Damoh North | Hatta Res | HATTA | 11 KV W/W(tikariaya) DL | Kumhi | JAMUNIYA SCHOOL KE PAS | 25 KVA | 939
4833 | Damoh | Damoh North | Hatta Res | HATTA | 11 KV W/W(tikariaya) DL | Kumhi | JAMUNIYA BASTI GIRDHARI | 25 KVA | 935
4834 | Damoh | Damoh North | Hatta Res | HATTA | 11 KV W/W(tikariaya) DL | Kumhi | JAMUNIYA LAXMINARAYAN | 25 KVA | 934
4835 | Damoh | Damoh North | Hatta Res | HATTA | 11 KV W/W(tikariaya) DL | Jamuniya | PREMPURA SCHOOL | 25 KVA | 931
4836 | Damoh | Damoh North | Hatta Res | HATTA | 11 KV W/W(tikariaya) DL | Jamuniya | PREMPURA DHANDU YADAV | 25 KVA | 925
4837 | Damoh | Damoh North | Hatta Res | HATTA | 11 KV W/W(tikariaya) DL | Bijori Naval Shah | BIJORI SITARAM | 25 KVA | 864
4838 | Damoh | Damoh North | Hatta Res | HATTA | 11 KV W/W(tikariaya) DL | Bijori Naval Shah | BIJORI SHANKAR KE PAS | 25 KVA | 858
4839 | Damoh | Damoh North | Hatta Res | HATTA | 11 KV W/W(tikariaya) DL | Bijori Naval Shah | BIJORI KHARAGRAM PATEL | 25 KVA | 848
4840 | Damoh | Damoh North | Hatta Res | HATTA | 11 KV W/W(tikariaya) DL | Bijori Naval Shah | BIJORI RAMESH KE PAS | 25 KVA | 833
4841 | Damoh | Damoh North | Hatta Res | HATTA | 11 KV W/W(tikariaya) DL | Bijori Naval Shah | BIJORI SCOOHL | 25 KVA | 830
4842 | Damoh | Damoh North | Hatta Res | HATTA | 11 KV W/W(tikariaya) DL | Harat | HARAT YADAV KE PAS | 25 KVA | 787
4843 | Damoh | Damoh North | Hatta Res | HATTA | 11 KV W/W(tikariaya) DL | Harat | HARAT VISHNU PATEL | 25 KVA | 776
4844 | Damoh | Damoh North | Hatta Res | HATTA | 11 KV W/W(tikariaya) DL | Harat | HARAT BASTI SCHOOL | 63 KVA | 768
4845 | Damoh | Damoh North | Hatta Res | HATTA | 11 KV W/W(tikariaya) DL | Harat | HARAT BASTI GAJADHAR | 25 KVA | 767
4846 | Damoh | Damoh North | Hatta Res | HATTA | 11 KV W/W(tikariaya) DL | Harat | HARAT TOLL PLAZA | 63 KVA | 748
4847 | Damoh | Damoh North | Hatta Res | HATTA | 11 KV W/W(tikariaya) DL | Ronda | RODA DWARKA KE PAS | 63 KVA | 1080
4848 | Damoh | Damoh North | Hatta Res | HATTA | 11 KV W/W(tikariaya) DL | Ronda | RODA TALAB KE PAS | 25 KVA | 1084
4849 | Damoh | Damoh North | Hatta Res | HATTA | 11 KV W/W(tikariaya) DL | Ronda | RODA W/W | 25 KVA | 1087
4850 | Damoh | Damoh North | Hatta Res | HATTA | 11 KV W/W(tikariaya) DL | Ronda | RODA SCHOOL | 25 KVA | 1091
4851 | Damoh | Damoh North | Hatta Res | HATTA | 11 KV W/W(tikariaya) DL | Ronda | RODA TIWARI KE PAS | 25 KVA | 1093
4852 | Damoh | Damoh North | Hatta Res | HATTA | 11 KV W/W(tikariaya) DL | Bijori Naval Shah | PATNA PATEL BALA | 25 KVA | 1095
4853 | Damoh | Damoh North | Hatta Res | HATTA | 11 KV W/W(tikariaya) DL | Bijori Naval Shah | PATNA KALLU RAIKWAR | 25 KVA | 1096
4854 | Damoh | Damoh North | Hatta Res | HATTA | 11 KV W/W(tikariaya) DL | Bijori Naval Shah | PATNA | 25 KVA | 1105
4855 | Damoh | Damoh North | Hatta Res | HATTA | 11 KV W/W(tikariaya) DL | Bela Purwa | RODA TARI MITTHU KE PAS | 25 KVA | 1126
4856 | Damoh | Damoh North | Hatta Res | HATTA | 11 KV W/W(tikariaya) DL | Beli | RODA TARI PARSU KE PAS | 25 KVA | 1131
4857 | Damoh | Damoh North | Hatta Res | HATTA | 11 KV W/W(tikariaya) DL | Baroda Kalan | SIMRI BASTI | 25 KVA | 1148
4858 | Damoh | Damoh North | Hatta Res | HATTA | 11 KV W/W(tikariaya) DL | Hinoti Udesha | HINOTI UDESA NARAYAN SINGH KE GHAR KE PAS | 63 KVA | 1166
4859 | Damoh | Damoh North | Hatta Res | HATTA | 11 KV W/W(tikariaya) DL | Hinoti Udesha | HINOTI BHANU PRATAP KE PAS | 25 KVA | 1167
4860 | Damoh | Damoh North | Hatta Res | HATTA | 11 KV W/W(tikariaya) DL | Hinoti Udesha | HINOTI UDESA HARIJAN | 25 KVA | 1168
4861 | Damoh | Damoh North | Hatta Res | HATTA | 11 KV W/W(tikariaya) DL | Hinoti Udesha | HINOTI BADRI CHAKKI | 25 KVA | 1169
4862 | Damoh | Damoh North | Hatta Res | HATTA | 11 KV W/W(tikariaya) DL | Hinoti Udesha | HINOTI UDESA LODHI | 25 KVA | 1172
4863 | Damoh | Damoh North | Hatta Res | HATTA | 11 KV W/W(tikariaya) DL | Hinoti Udesha | HINOTI W/W | 25 KVA | 1176
4864 | Damoh | Damoh North | Hatta Res | HATTA | 11 KV W/W(tikariaya) DL | Hinoti Udesha | HINTI W/W2 | 25 KVA | 1180
4865 | Damoh | Damoh North | Hatta Res | HATTA | 11 KV Bori DL | Bhidari | MAN ROAD WALA | 25 KVA | 1295
4866 | Damoh | Damoh North | Hatta Res | HATTA | 11 KV Bori DL | Bhidari | JHAMAR PANDEY MAN ROAD WALA | 25 KVA | 1294
4867 | Damoh | Damoh North | Hatta Res | HATTA | 11 KV Bori DL | Bhidari | JHAMAR PANDEY SADAK KINARE WWALA | 25 KVA | 1287
4868 | Damoh | Damoh North | Hatta Res | HATTA | 11 KV Bori DL | NO VILLAGE FOUND | DTR NOT TAGGED | 25 KVA | 1280
4869 | Damoh | Damoh North | Hatta Res | HATTA | 11 KV Bori DL | Bhidari | BASTI WALA | 25 KVA | 1278
4870 | Damoh | Damoh North | Hatta Res | HATTA | 11 KV Bori DL | Deori Choudhari | KHERMATA JHAMAR PANDEY WALA | 63 KVA | 1275
4871 | Damoh | Damoh North | Hatta Res | HATTA | 11 KV Bori DL | Deori Choudhari | SHIDHBABA WALA | 25 KVA | 1258
4872 | Damoh | Damoh North | Hatta Res | HATTA | 11 KV Bori DL | Bhidari | JHAMAR PANDEY BASTI WALA | 25 KVA | 1245
4873 | Damoh | Damoh North | Hatta Res | HATTA | 11 KV Bori DL | Chhewla Bhagirath | BHIDARI BASTI WALA | 63 KVA | 1212
4874 | Damoh | Damoh North | Hatta Res | HATTA | 11 KV Bori DL | Chhewla Gangaram | BHIDARI CHAKKI WALA | 25 KVA | 1181
4875 | Damoh | Damoh North | Hatta Res | HATTA | 11 KV Bori DL | Chhewla Gangaram | HARIJAN BASTI BHIDARI WALA | 25 KVA | 1168
4876 | Damoh | Damoh North | Hatta Res | HATTA | 11 KV Bori DL | Chhewla Gangaram | BHIDARI WATAR BAKSH WALA | 25 KVA | 1164
4877 | Damoh | Damoh North | Hatta Res | HATTA | 11 KV Bori DL | Khalsa (Khejra) | KHEJRA PULIYA WALA | 25 KVA | 1153
4878 | Damoh | Damoh North | Hatta Res | HATTA | 11 KV Bori DL | Bori Khurd | SCHOOL KE PAAS WALA | 63 KVA | 1140
4879 | Damoh | Damoh North | Hatta Res | HATTA | 11 KV Bori DL | NO VILLAGE FOUND | DTR NOT TAGGED | 25 KVA | 1120
4880 | Damoh | Damoh North | Hatta Res | HATTA | 11 KV Bori DL | Kuwakheda Baji | TAWAR WALA | 25 KVA | 1099
4881 | Damoh | Damoh North | Hatta Res | HATTA | 11 KV Bori DL | Rasilpur | TAWAR WALA | 25 KVA | 1094
4882 | Damoh | Damoh North | Hatta Res | HATTA | 11 KV Bori DL | Rasilpur | PULIYA WALA | 25 KVA | 1093
4883 | Damoh | Damoh North | Hatta Res | HATTA | 11 KV Bori DL | Rasilpur | BIRJESH WALA | 25 KVA | 1087
4884 | Damoh | Damoh North | Hatta Res | HATTA | 11 KV Bori DL | Rasilpur | DAUUA DHAR WALA | 25 KVA | 1082
4885 | Damoh | Damoh North | Hatta Res | HATTA | 11 KV Bori DL | Rasilpur | DAUUA DHAR WALA | 25 KVA | 1077
4886 | Damoh | Damoh North | Hatta Res | HATTA | 11 KV Bori DL | Rasilpur | DAUUA DHAR WALA | 25 KVA | 1075
4887 | Damoh | Damoh North | Hatta Res | HATTA | 11 KV Bori DL | NO VILLAGE FOUND | DTR NOT TAGGED | 25 KVA | 1062
4888 | Damoh | Damoh North | Hatta Res | HATTA | 11 KV Bori DL | Rasilpur | PATEL BATI WALA | 25 KVA | 1060
4889 | Damoh | Damoh North | Hatta Res | HATTA | 11 KV Bori DL | Rasilpur | BASTI WALA | 25 KVA | 1059
4890 | Damoh | Damoh North | Hatta Res | HATTA | 11 KV Bori DL | Rasilpur | TALAIYA WALA RASEELPUR | 25 KVA | 1053
4891 | Damoh | Damoh North | Hatta Res | HATTA | 11 KV Bori DL | Rasilpur | AMBEDHKAR WALA | 25 KVA | 1048
4892 | Damoh | Damoh North | Hatta Res | HATTA | 11 KV Bori DL | Rasilpur | AMBEDHKAR WALA | 25 KVA | 1045
4893 | Damoh | Damoh North | Hatta Res | HATTA | 11 KV Bori DL | Rasilpur | HANUMAN MANDIR WALA | 25 KVA | 1038
4894 | Damoh | Damoh North | Hatta Res | HATTA | 11 KV Bori DL | Rasilpur | TALAIYA WALA | 25 KVA | 1031
4895 | Damoh | Damoh North | Hatta Res | HATTA | 11 KV Bori DL | Rasilpur | HANUMAN MANDIR WALA | 25 KVA | 1024
4896 | Damoh | Damoh North | Hatta Res | HATTA | 11 KV Bori DL | Rasilpur | TALAIYA WALA | 25 KVA | 1016
4897 | Damoh | Damoh North | Hatta Res | HATTA | 11 KV Bori DL | Kuwakheda Baji | THAKUR WALA | 25 KVA | 1008
4898 | Damoh | Damoh North | Hatta Res | HATTA | 11 KV Bori DL | Kuwakheda Baji | RASEELPUR TAWAR KE PAAS WALA | 25 KVA | 1004
4899 | Damoh | Damoh North | Hatta Res | HATTA | 11 KV Bori DL | Kuwakheda Baji | TAWAR KE PAAS WALA | 25 KVA | 1000
4900 | Damoh | Damoh North | Hatta Res | HATTA | 11 KV Bori DL | Kuwakheda Baji | RASEELPUR BASTI WALA | 25 KVA | 998
4901 | Damoh | Damoh North | Hatta Res | HATTA | 11 KV Bori DL | Kuwakheda Baji | PATHAK WALA | 25 KVA | 987
4902 | Damoh | Damoh North | Hatta Res | HATTA | 11 KV Bori DL | Chhewla Gangaram | PANDIT JI WALA | 100 KVA | 982
4903 | Damoh | Damoh North | Hatta Res | HATTA | 11 KV Bori DL | Purena Bakshi | CHAKKI BORI KHURD | 63 KVA | 938
4904 | Damoh | Damoh North | Hatta Res | HATTA | 11 KV Bori DL | Purena Bakshi | ATHYA WALA | 100 KVA | 916
4905 | Damoh | Damoh North | Hatta Res | HATTA | 11 KV Bori DL | Bori Kalan | MICHAR WALA | 25 KVA | 898
4906 | Damoh | Damoh North | Hatta Res | HATTA | 11 KV Bori DL | Majhguwan Patol | BASHOR WALA | 25 KVA | 875
4907 | Damoh | Damoh North | Hatta Res | HATTA | 11 KV Bori DL | NO VILLAGE FOUND | DTR NOT TAGGED | 25 KVA | 874
4908 | Damoh | Damoh North | Hatta Res | HATTA | 11 KV Bori DL | Majhguwan Patol | PATAL WALA | 25 KVA | 873
4909 | Damoh | Damoh North | Hatta Res | HATTA | 11 KV Bori DL | NO VILLAGE FOUND | DTR NOT TAGGED | 25 KVA | 871
4910 | Damoh | Damoh North | Hatta Res | HATTA | 11 KV Bori DL | Kuwakheda Baji | GIRDHARI WALA | 25 KVA | 868
4911 | Damoh | Damoh North | Hatta Res | HATTA | 11 KV Bori DL | NO VILLAGE FOUND | DTR NOT TAGGED | 25 KVA | 867
4912 | Damoh | Damoh North | Hatta Res | HATTA | 11 KV Bori DL | Kuwakheda Baji | CHOUHAN WALA | 25 KVA | 865
4913 | Damoh | Damoh North | Hatta Res | HATTA | 11 KV Bori DL | Majhguwan Patol | TAWAR WALA | 25 KVA | 860
4914 | Damoh | Damoh North | Hatta Res | HATTA | 11 KV Bori DL | Majhguwan Patol | SCHOOL WALA | 25 KVA | 856
4915 | Damoh | Damoh North | Hatta Res | HATTA | 11 KV Bori DL | Majhguwan Patol | SCHOOL WALA | 25 KVA | 852
4916 | Damoh | Damoh North | Hatta Res | HATTA | 11 KV Bori DL | Kheri Balgovind | KUMAR WALA | 63 KVA | 843
4917 | Damoh | Damoh North | Hatta Res | HATTA | 11 KV Bori DL | Majhguwan Patol | BORI KHURD WALA | 63 KVA | 833
4918 | Damoh | Damoh North | Hatta Res | HATTA | 11 KV Bori DL | Kuwakheda Baji | MAN LINE WALA | 100 KVA | 815
4919 | Damoh | Damoh North | Hatta Res | HATTA | 11 KV Bori DL | Kuwakheda Baji | VISHKARMA WALA | 63 KVA | 800
4920 | Damoh | Damoh North | Hatta Res | HATTA | 11 KV Bori DL | Rusalli | KACHUAARE WALA | 25 KVA | 792
4921 | Damoh | Damoh North | Hatta Res | HATTA | 11 KV Bori DL | NO VILLAGE FOUND | DTR NOT TAGGED | 25 KVA | 791
4922 | Damoh | Damoh North | Hatta Res | HATTA | 11 KV Bori DL | NO VILLAGE FOUND | DTR NOT TAGGED | 25 KVA | 790
4923 | Damoh | Damoh North | Hatta Res | HATTA | 11 KV Bori DL | NO VILLAGE FOUND | DTR NOT TAGGED | 25 KVA | 788
4924 | Damoh | Damoh North | Hatta Res | HATTA | 11 KV Bori DL | Rusalli | ASHSHMARAJ WALA | 100 KVA | 787
4925 | Damoh | Damoh North | Hatta Res | HATTA | 11 KV Bori DL | NO VILLAGE FOUND | DTR NOT TAGGED | 25 KVA | 785
4926 | Damoh | Damoh North | Hatta Res | HATTA | 11 KV Bori DL | Bori Khurd | HARI BER WALA | 100 KVA | 777
4927 | Damoh | Damoh North | Hatta Res | HATTA | 11 KV Bori DL | NO VILLAGE FOUND | DTR NOT TAGGED | 25 KVA | 776
4928 | Damoh | Damoh North | Hatta Res | HATTA | 11 KV Bori DL | NO VILLAGE FOUND | DTR NOT TAGGED | 25 KVA | 773
4929 | Damoh | Damoh North | Hatta Res | HATTA | 11 KV Bori DL | Khalsa (Khejra) | MANPURA TAMRKAR WALA | 25 KVA | 769
4930 | Damoh | Damoh North | Hatta Res | HATTA | 11 KV Bori DL | NO VILLAGE FOUND | DTR NOT TAGGED | 25 KVA | 767
4931 | Damoh | Damoh North | Hatta Res | HATTA | 11 KV Bori DL | Khalsa (Khejra) | MANPURA ROAD WALA | 63 KVA | 766
4932 | Damoh | Damoh North | Hatta Res | HATTA | 11 KV Bori DL | Banjari | MANPURA HAR WALA | 63 KVA | 761
4933 | Damoh | Damoh North | Hatta Res | HATTA | 11 KV Bori DL | Khalsa (Khejra) | MANPURA DEVRI BABA WALA | 25 KVA | 755
4934 | Damoh | Damoh North | Hatta Res | HATTA | 11 KV Bori DL | Khalsa (Khejra) | MANPURA BASTI WALA | 63 KVA | 751
4935 | Damoh | Damoh North | Hatta Res | HATTA | 11 KV Bori DL | NO VILLAGE FOUND | DTR NOT TAGGED | 25 KVA | 736
4936 | Damoh | Damoh North | Hatta Res | HATTA | 11 KV Bori DL | NO VILLAGE FOUND | DTR NOT TAGGED | 25 KVA | 731
4937 | Damoh | Damoh North | Hatta Res | HATTA | 11 KV Bori DL | Bhidari | JHAMAR PANDEY BASTI WALA | 25 KVA | 716
4938 | Damoh | Damoh North | Hatta Res | HATTA | 11 KV Bori DL | Chhewla Bhagirath | TALAIYA WALA | 25 KVA | 699
4939 | Damoh | Damoh North | Hatta Res | HATTA | 11 KV Bori DL | Chhewla Bhagirath | BHIDARI BASTI WALA | 25 KVA | 696
4940 | Damoh | Damoh North | Hatta Res | HATTA | 11 KV Bori DL | Chhewla Bhagirath | BHIDARI BASTI WALA | 25 KVA | 694
4941 | Damoh | Damoh North | Hatta Res | HATTA | 11 KV Bori DL | Chhewla Bhagirath | BHIDARI BASTI WALA | 25 KVA | 688
4942 | Damoh | Damoh North | Hatta Res | HATTA | 11 KV Bori DL | Chhewla Bhagirath | BHIDARI BASTI WALA | 25 KVA | 686
4943 | Damoh | Damoh North | Hatta Res | HATTA | 11 KV Bori DL | Chhewla Bhagirath | BHIDARI BASTI WALA | 25 KVA | 684
4944 | Damoh | Damoh North | Hatta Res | HATTA | 11 KV Bori DL | Chhewla Bhagirath | BHIDARI BASTI WALA | 25 KVA | 681
4945 | Damoh | Damoh North | Hatta Res | HATTA | 11 KV Bori DL | Chhewla Bhagirath | BHIDARI BASTI WALA | 25 KVA | 678
4946 | Damoh | Damoh North | Hatta Res | HATTA | 11 KV Bori DL | Chhewla Bhagirath | TALAIYA BHIRADI WALA | 100 KVA | 670
4947 | Damoh | Damoh North | Hatta Res | HATTA | 11 KV Bori DL | Chhewla Gangaram | BRIJESH WALA | 25 KVA | 657
4948 | Damoh | Damoh North | Hatta Res | HATTA | 11 KV Bori DL | Chhewla Gangaram | SHANKAR JI KO CHOTRA WALA | 25 KVA | 655
4949 | Damoh | Damoh North | Hatta Res | HATTA | 11 KV Bori DL | Chhewla Gangaram | MANU COMPUTAR WALA | 25 KVA | 648
4950 | Damoh | Damoh North | Hatta Res | HATTA | 11 KV Bori DL | Chhewla Gangaram | B.R. AMBEDKAR CHOK | 25 KVA | 645
4951 | Damoh | Damoh North | Hatta Res | HATTA | 11 KV Bori DL | Chhewla Gangaram | HAR WALA | 25 KVA | 640
4952 | Damoh | Damoh North | Hatta Res | HATTA | 11 KV Bori DL | Chhewla Gangaram | DINESH WALA | 25 KVA | 639
4953 | Damoh | Damoh North | Hatta Res | HATTA | 11 KV Bori DL | Chhewla Gangaram | ROHIT WALA | 25 KVA | 631
4954 | Damoh | Damoh North | Hatta Res | HATTA | 11 KV Bori DL | Chhewla Gangaram | SHIVANGI WALA | 25 KVA | 627
4955 | Damoh | Damoh North | Hatta Res | HATTA | 11 KV Bori DL | Kuwakheda Baji | DEVI WALA | 63 KVA | 622
4956 | Damoh | Damoh North | Hatta Res | HATTA | 11 KV Bori DL | Chhewla Gangaram | BASTI WALA | 25 KVA | 620
4957 | Damoh | Damoh North | Hatta Res | HATTA | 11 KV Bori DL | Chhewla Gangaram | RASSEELPUR HAR WALA | 25 KVA | 612
4958 | Damoh | Damoh North | Hatta Res | HATTA | 11 KV Bori DL | Chhewla Gangaram | KUMAR WALA | 25 KVA | 608
4959 | Damoh | Damoh North | Hatta Res | HATTA | 11 KV Bori DL | Chhewla Gangaram | MARAJWALA | 25 KVA | 606
4960 | Damoh | Damoh North | Hatta Res | HATTA | 11 KV Bori DL | Chhewla Gangaram | AMBEDKSAR KE WAJU WALA | 25 KVA | 603
4961 | Damoh | Damoh North | Hatta Res | HATTA | 11 KV Bori DL | Rasilpur | BASTI WALA | 25 KVA | 601
4962 | Damoh | Damoh North | Hatta Res | HATTA | 11 KV Bori DL | Chhewla Gangaram | BASTI WALA | 25 KVA | 600
4963 | Damoh | Damoh North | Hatta Res | HATTA | 11 KV Bori DL | Chhewla Gangaram | HOTAL KE PAAS WALA | 25 KVA | 599
4964 | Damoh | Damoh North | Hatta Res | HATTA | 11 KV Bori DL | Rasilpur | TALAIYA WALA | 63 KVA | 596
4965 | Damoh | Damoh North | Hatta Res | HATTA | 11 KV Bori DL | Chhewla Gangaram | BAKEEL KE GHR KE PAAS WALA | 25 KVA | 587
4966 | Damoh | Damoh North | Hatta Res | HATTA | 11 KV Bori DL | Chhewla Gangaram | VEERENDR KE GHR KE PAAS WALA | 25 KVA | 580
4967 | Damoh | Damoh North | Hatta Res | HATTA | 11 KV Bori DL | Chhewla Gangaram | KALEHI MATA MANDIR WALA | 25 KVA | 573
4968 | Damoh | Damoh North | Hatta Res | HATTA | 11 KV Bori DL | Chhewla Gangaram | SHREEKANT DUBEY KE GHR KE PAAS WALA | 25 KVA | 567
4969 | Damoh | Damoh North | Hatta Res | HATTA | 11 KV Bori DL | Chhewla Gangaram | LALLU PRJAPTI KE GHR KE PAAS WALA | 63 KVA | 562
4970 | Damoh | Damoh North | Hatta Res | HATTA | 11 KV Bori DL | NO VILLAGE FOUND | DTR NOT TAGGED | 25 KVA | 561
4971 | Damoh | Damoh North | Hatta Res | HATTA | 11 KV Bori DL | Bori Khurd | KHEJRA VBASTI WALA | 63 KVA | 547
4972 | Damoh | Damoh North | Hatta Res | HATTA | 11 KV Bori DL | Bori Khurd | KUAA KE PAAS WALA | 25 KVA | 541
4973 | Damoh | Damoh North | Hatta Res | HATTA | 11 KV Bori DL | Bori Khurd | BASTI WALA | 25 KVA | 537
4974 | Damoh | Damoh North | Hatta Res | HATTA | 11 KV Bori DL | Purena Bakshi | BORI KALA | 63 KVA | 510
4975 | Damoh | Damoh North | Hatta Res | HATTA | 11 KV Bori DL | Majhguwan Patol | SCHOOL WALA | 25 KVA | 505
4976 | Damoh | Damoh North | Hatta Res | HATTA | 11 KV Bori DL | Majhguwan Patol | RAJU MISHAN WALA | 25 KVA | 500
4977 | Damoh | Damoh North | Hatta Res | HATTA | 11 KV Bori DL | Majhguwan Patol | SAHU WALA | 25 KVA | 499
4978 | Damoh | Damoh North | Hatta Res | HATTA | 11 KV Bori DL | Majhguwan Patol | BHAIJAAN WALA | 25 KVA | 496
4979 | Damoh | Damoh North | Hatta Res | HATTA | 11 KV Bori DL | Majhguwan Patol | REWA RAM WALA | 25 KVA | 490
4980 | Damoh | Damoh North | Hatta Res | HATTA | 11 KV Bori DL | Majhguwan Patol | TALAIYA WALA | 100 KVA | 484
4981 | Damoh | Damoh North | Hatta Res | HATTA | 11 KV Bori DL | Majhguwan Patol | BASHOR WALA | 25 KVA | 471
4982 | Damoh | Damoh North | Hatta Res | HATTA | 11 KV Bori DL | Kheri Balgovind | NAGDEV MANDIR WALA | 25 KVA | 465
4983 | Damoh | Damoh North | Hatta Res | HATTA | 11 KV Bori DL | Kheri Balgovind | KUMROLA MOHLLA WALA | 25 KVA | 458
4984 | Damoh | Damoh North | Hatta Res | HATTA | 11 KV Bori DL | Kheri Balgovind | KUMROLA MOHLLA WALA | 25 KVA | 452
4985 | Damoh | Damoh North | Hatta Res | HATTA | 11 KV Bori DL | Kheri Balgovind | PATEL BASTI WALA | 25 KVA | 447
4986 | Damoh | Damoh North | Hatta Res | HATTA | 11 KV Bori DL | Kheri Balgovind | SCHOOL WALA | 25 KVA | 445
4987 | Damoh | Damoh North | Hatta Res | HATTA | 11 KV Bori DL | Kheri Balgovind | PATEL WALA | 25 KVA | 439
4988 | Damoh | Damoh North | Hatta Res | HATTA | 11 KV Bori DL | Kheri Balgovind | CHAMROLA WALA | 100 KVA | 437
4989 | Damoh | Damoh North | Hatta Res | HATTA | 11 KV Bori DL | Kheri Balgovind | KUMAR WALA | 25 KVA | 429
4990 | Damoh | Damoh North | Hatta Res | HATTA | 11 KV Bori DL | Kheri Balgovind | MANLINE WALA | 25 KVA | 428
4991 | Damoh | Damoh North | Hatta Res | HATTA | 11 KV Bori DL | Kuwakheda Baji | GRAM PANCHAYAT WALA | 25 KVA | 422
4992 | Damoh | Damoh North | Hatta Res | HATTA | 11 KV Bori DL | Kuwakheda Baji | SARPANCH WALA | 25 KVA | 418
4993 | Damoh | Damoh North | Hatta Res | HATTA | 11 KV Bori DL | Kuwakheda Baji | MICHRA JI WALA | 25 KVA | 414
4994 | Damoh | Damoh North | Hatta Res | HATTA | 11 KV Bori DL | Kuwakheda Baji | BASTI WALA | 25 KVA | 409
4995 | Damoh | Damoh North | Hatta Res | HATTA | 11 KV Bori DL | Kuwakheda Baji | CHAKKI KE SAMNE WALA | 63 KVA | 406
4996 | Damoh | Damoh North | Hatta Res | HATTA | 11 KV Bori DL | Kuwakheda Baji | RAMLAL WALA | 25 KVA | 400
4997 | Damoh | Damoh North | Hatta Res | HATTA | 11 KV Bori DL | Kuwakheda Baji | SARPANCH WALA | 63 KVA | 394
4998 | Damoh | Damoh North | Hatta Res | HATTA | 11 KV Bori DL | Kuwakheda Baji | AHIRWAR WALA | 25 KVA | 387
4999 | Damoh | Damoh North | Hatta Res | HATTA | 11 KV Bori DL | NO VILLAGE FOUND | DTR NOT TAGGED | 25 KVA | 386
5000 | Damoh | Damoh North | Hatta Res | HATTA | 11 KV Bori DL | NO VILLAGE FOUND | DTR NOT TAGGED | 25 KVA | 365
5100 | Damoh | Damoh North | Narsingarh | HINGWANI | 11 KV Dhoraj AG | Dhoraj | NANNU SINGH | 25 KVA | 314
5300 | Damoh | Damoh North | Hinota | HINOTA | 11 KV Bhaisa AG | Deora Jamsha | 25 KVA MASAB WALA DEVRA | 25 KVA | 878
5400 | Damoh | Damoh North | Hinota | HINOTA | 11 KV Bhaisa AG | Padri Bhagant | 100 KVA BIHARI PATEL PADRI | 100 KVA | 216
5600 | Damoh | Damoh North | Hinota | HINOTA | 11 KV Berkheda AG | Barkhera Kalar | SANTOSH PATEL KAY | 25 KVA | 189
5700 | Damoh | Damoh North | Madiyado | KANTI | 11 KV Kanti AG | Dandi | DULICHAND AHIRWAR UDAYPURA | 25 KVA | 969
5800 | Damoh | Damoh North | Hatta Res | KANTI | 11 KV Binti AG | Beohari | PUNNA ATHAYA | 25 KVA | 156
5900 | Damoh | Damoh North | Pathariya Res | KEOLARI | 11 KV Botarai Pump AG | Botrai | DOCTOR | 100 KVA | 1613
6000 | Damoh | Damoh North | Pathariya Res | KEOLARI | 11 KV Semra Hazari +Keolari AG | Keolari Pathariya | KEOLARI SURAI WALA | 25 KVA | 387
6100 | Damoh | Damoh North | Pathariya Res | KERBANA | 11 KVGugara/Khaaderi DL | Sigon | HANUMAN MANDIR | 25 KVA | 118
6200 | Damoh | Damoh North | Pathariya Res | KERBANA | 11 KV Kerbana AG | Jagthar | JAGTHAR CHHOTA LATKAN WALA | 25 KVA | 1442
6300 | Damoh | Damoh North | Pathariya Res | KINDRAHO | 11 KV Kedraho AG | Kanari | JHAGRI KOMAL WALA | 25 KVA | 318
6400 | Damoh | Damoh North | Pathariya Res | KINDRAHO | 11 KV Bakeni AG | Chhirka | CHHIRKA BHAIYALAL WALA | 25 KVA | 678
6500 | Damoh | Damoh North | Pathariya Res | KINDRAHO | 11 KV Bakeni AG | Ghoghri Gulal | KINDRAHO BHAN SINGH WALA | 25 KVA | 28
6600 | Damoh | Damoh North | Narsingarh | KISHANGUNJ | 11 KV Hinota AG | Hingwani | BAMURIYA-1 | 25 KVA | 93
6700 | Damoh | Damoh North | Narsingarh | KISHANGUNJ | 11 KV Chirola AG | Chirola | JAGDISH | 25 KVA | 108
6789 | Damoh | Damoh North | Patera | KUDAI | 11 KV Deodongra DL | Deori Patera | KUDAI DEORI BASTI | 63 KVA | 60
6900 | Damoh | Damoh North | Patera | KUMHARI | 11 KV Salaiya MIX | Bamni | PADRI INDUR | 25 KVA | 232
7000 | Damoh | Damoh North | Patera | KUMHARI | 11 KV Hinoti MIX | Imaliya Patera | MAJHGUWA KHURD NALA | 25 KVA | 1214
7100 | Damoh | Damoh North | Pathariya Res | LAKHRONI | 11 KV Lakhroni+Sukha Basti DL | Lakhroni | LAKHRONI HARIJAN BASTI WALA | 63 KVA | 604
7200 | Damoh | Damoh North | Pathariya Res | LAKHRONI | 11 KV Sukha Pump AG | Bansoli | SATPARA BUDDHELAL HVDS | 25 KVA | 266
7300 | Damoh | Damoh North | Bangaon | LAXMANKUTI | 11 KV Dhigsar Pump | Palar Singhi | 25 KVA KAY JAIN | 25 KVA | 65
7400 | Damoh | Damoh North | Madiyado | MADIYADO | 11 KV Kanakpura DL | Mado | AHIRWAR MUHALLA SCHOOL KE PASS | 25 KVA | 178
7500 | Damoh | Damoh North | Madiyado | MADIYADO | 11 KV Amjhir AG | Deolai | 25 KVA LAKHAN SING WALA | 25 KVA | 227
7600 | Damoh | Damoh North | Batiagarh | MAGRON | 11 KV Magrone Ag | Kanora Ramnagar | MAGRON ARJUN SINGH | 25 KVA | 654
7700 | Damoh | Damoh North | Batiagarh | MAGRON | 11 KV Belabeli AG | Semra Ramnagar | BELI HIMMAT KHA | 25 KVA | 242
7800 | Damoh | Damoh North | Pathariya Res | MAILWARA | 11 KV Mailwara AG | Kankarda | KAKARDHA BALRAM SINGH | 25 KVA | 256
7900 | Damoh | Damoh North | Pathariya Res | MAILWARA | 11 KV Satpara Ag | Khiriya Lakhroni | SATPARA NARAYAN WALA | 100 KVA | 374
8000 | Damoh | Damoh North | Pathariya Res | MAILWARA | 11 KV Satpara DL | Satpara | SATPARA AIRTEL TOWER | 25 KVA | 257
8100 | Damoh | Damoh North | Patera | MAJHGUWAN HANSRAJ | 11 KV Majhguwan AG | Majholi | MAJHOLI HAR | 25 KVA | 600
8200 | Damoh | Damoh North | Batiagarh | MUHLI BASTI | 11 KV Khaderi DL | Khaderi | KHADERI BASTI | 200 KVA | 365
8300 | Damoh | Damoh North | Hinota | MURACHH | 11 KV Bardha DL | Patha | 25 KVA BASTI DIGI | 25 KVA | 837
8400 | Damoh | Damoh North | Hinota | MURACHH | 11 KV Bardha AG | Deoragarhi | 25 KVA GANGARAM PATEL DEVRAGADI HAR | 25 KVA | 640
8500 | Damoh | Damoh North | Hinota | MURACHH | 11 KV Bardha AG | Bhatdeva | 25 KVA SAPNESH ASATI AAM KE PAS WALA KHAMRIYA | 25 KVA | 370
8600 | Damoh | Damoh North | Narsingarh | NARSINGARH | 11 KV Motha+Sitanagar DL | Baroda Madiya | 25 KVA VIPATPURA BASTI | 25 KVA | 541
8700 | Damoh | Damoh North | Narsingarh | NARSINGARH | 11 KV Motha+Sitanagar AG | Rangir | RAW WALA | 25 KVA | 288
8800 | Damoh | Damoh North | Narsingarh | NARSINGARH | 11 KV Pipariya DL | Khejra Mahesh | 63 KVA BASTI | 63 KVA | 1318
8900 | Damoh | Damoh North | Narsingarh | NARSINGARH | 11 KV Pipariya AG | Pipariya Champat | ANANDI WALA | 25 KVA | 161
9000 | Damoh | Damoh North | Patera | PATERA | 11 KV Hindoriya DL | Bamanpura | BAMANPURA (PULIYA) | 100 KVA | 151
9100 | Damoh | Damoh North | Patera | PATERA | 11 KV Barrat-Bilakhurd DL | Pathariya Patera | PATHARIYA THAKUR | 25 KVA | 56
9200 | Damoh | Damoh North | Patharia | PATHARIA | 11 KV Nandrai DL | Jamuniya Mal. | JIO RILIENCE | 25 KVA | 641
9300 | Damoh | Damoh North | Patharia | PATHARIA | 11 KV Pathariya T DL | Mirjapur | JAGDISH SHALA | 100 KVA | 123
9400 | Damoh | Damoh North | Pathariya Res | PATHARIA | 11 KV Sataua AG | Kari Khedi | SHAHPUR NEERAJ WALA | 25 KVA | 1129
9500 | Damoh | Damoh North | Madiyado | RAJPURA | 11 KV Rajpura MIX | Garruwa | GARRAVA BASTI WALA | 25 KVA | 774
9600 | Damoh | Damoh North | Hinota | RANEH | 11 KV Bijwar AG | Muhra | 63 KVA SARVJANIK MUHRA | 63 KVA | 326
9700 | Damoh | Damoh North | Hatta Res | RANEH | 11 KV Bori AG | NO VILLAGE FOUND | DTR NOT TAGGED | 25 KVA | 70
9800 | Damoh | Damoh North | Batiagarh | RIYANA | 11 KV Nibora AG | Pemukhedi | SUNKE KACHHI | 25 KVA | 134
9900 | Damoh | Damoh North | Batiagarh | RIYANA | 11 KV Gadholakhande AG | Khiriya Asli | BASIYA MATHRA BAI | 25 KVA | 450
5001 | Damoh | Damoh North | Hatta Res | HATTA | 11 KV Bori DL | Bori Kalan | MANLINE WALA | 25 KVA | 161
5002 | Damoh | Damoh North | Hatta Res | HATTA | 11 KV Bori DL | NO VILLAGE FOUND | DTR NOT TAGGED | 25 KVA | 160
5003 | Damoh | Damoh North | Hatta Res | HATTA | 11 KV Bori DL | NO VILLAGE FOUND | DTR NOT TAGGED | 25 KVA | 159
5004 | Damoh | Damoh North | Hatta Res | HATTA | 11 KV Bori DL | Bori Kalan | PREETAM WALA | 25 KVA | 157
5005 | Damoh | Damoh North | Hatta Res | HATTA | 11 KV Bori DL | NO VILLAGE FOUND | DTR NOT TAGGED | 25 KVA | 156
5006 | Damoh | Damoh North | Hatta Res | HATTA | 11 KV Bori DL | NO VILLAGE FOUND | DTR NOT TAGGED | 25 KVA | 154
5007 | Damoh | Damoh North | Hatta Res | HATTA | 11 KV Bori DL | Bori Kalan | ROAD WALA | 25 KVA | 153
5008 | Damoh | Damoh North | Hatta Res | HATTA | 11 KV Bori DL | NO VILLAGE FOUND | DTR NOT TAGGED | 25 KVA | 140
5009 | Damoh | Damoh North | Hatta Res | HATTA | 11 KV Bori DL | Purena Bakshi | SCHOOL WALA BORI KALA | 25 KVA | 139
5010 | Damoh | Damoh North | Hatta Res | HATTA | 11 KV Bori DL | Purena Bakshi | TALAIYA WALA BORI KALA | 25 KVA | 135
5011 | Damoh | Damoh North | Hatta Res | HATTA | 11 KV Bori DL | Purena Bakshi | TALAIYA WALA BORI KALA | 25 KVA | 129
5012 | Damoh | Damoh North | Hatta Res | HATTA | 11 KV Bori DL | Bori Kalan | WATAR BAKSH WALA | 25 KVA | 126
5013 | Damoh | Damoh North | Hatta Res | HATTA | 11 KV Bori DL | NO VILLAGE FOUND | DTR NOT TAGGED | 25 KVA | 125
5014 | Damoh | Damoh North | Hatta Res | HATTA | 11 KV Bori DL | Bori Kalan | DUKAN WALA | 25 KVA | 121
5015 | Damoh | Damoh North | Hatta Res | HATTA | 11 KV Bori DL | Purena Bakshi | RAJU MICHAN WALA | 25 KVA | 111
5016 | Damoh | Damoh North | Hatta Res | HATTA | 11 KV Bori DL | Bori Kalan | DARWARI PATEL WALA | 25 KVA | 106
5017 | Damoh | Damoh North | Hatta Res | HATTA | 11 KV Bori DL | Bori Kalan | NANNA SEN WALA | 25 KVA | 98
5018 | Damoh | Damoh North | Hatta Res | HATTA | 11 KV Bori DL | Purena Bakshi | LAMMARDAR WALA | 25 KVA | 92
5019 | Damoh | Damoh North | Hatta Res | HATTA | 11 KV Bori DL | Purena Bakshi | GARG JI WALA | 25 KVA | 88
5020 | Damoh | Damoh North | Hatta Res | HATTA | 11 KV Bori DL | Purena Bakshi | BORI KHURD | 25 KVA | 85
5021 | Damoh | Damoh North | Hatta Res | HATTA | 11 KV Bori DL | Dholiya Kheda | BORI KHURD ROAD | 25 KVA | 77
5022 | Damoh | Damoh North | Hatta Res | HATTA | 11 KV Bori DL | Dholiya Kheda | BARELAL BABA BORI KHURD | 25 KVA | 75
5023 | Damoh | Damoh North | Hatta Res | HATTA | 11 KV Bori DL | Purena Bakshi | NAAGDEV MANDIR ROAD | 25 KVA | 68
5024 | Damoh | Damoh North | Hatta Res | HATTA | 11 KV Bori DL | Purena Bakshi | NAGDEV MANDIR | 25 KVA | 62
5025 | Damoh | Damoh North | Hatta Res | HATTA | 11 KV Bori DL | Purena Bakshi | YADAV WALA PURENA BAKSI | 63 KVA | 55
5026 | Damoh | Damoh North | Hatta Res | HATTA | 11 KV Bori DL | Purena Bakshi | GUBALBAL PURENA BAKSI | 25 KVA | 49
5027 | Damoh | Damoh North | Hatta Res | HATTA | 11 KV Bori DL | Purena Bakshi | PATEL WALA PURENA BAKSI | 25 KVA | 42
5028 | Damoh | Damoh North | Hatta Res | HATTA | 11 KV Bori DL | Purena Bakshi | PURENA BAKSI | 63 KVA | 39
5029 | Damoh | Damoh North | Hatta Res | HATTA | 11 KV Bori DL | Dholiya Kheda | SCHOOL WALA BORI KHURD | 63 KVA | 35
5030 | Damoh | Damoh North | Hatta Res | HATTA | 11 KV Bori DL | Khalsa (Khejra) | MANPUR BASTI WALA | 25 KVA | 1298
5031 | Damoh | Damoh North | Hatta Res | HATTA | 11 KV Bori DL | Manpura | DEVRI HAR WALA | 25 KVA | 1311
5032 | Damoh | Damoh North | Hatta Res | HATTA | 11 KV Bori DL | Manpura | DEVRI BHAIJAN WALA | 25 KVA | 1315
5033 | Damoh | Damoh North | Hatta Res | HATTA | 11 KV Bori DL | NO VILLAGE FOUND | DTR NOT TAGGED | 25 KVA | 1322
5034 | Damoh | Damoh North | Hatta Res | HATTA | 11 KV Bori DL | Manpura | DEVRI HAR WALA | 25 KVA | 1323
5035 | Damoh | Damoh North | Hatta Res | HATTA | 11 KV Bori DL | Manpura | DEVRI MAN ROAD WALA | 25 KVA | 1327
5036 | Damoh | Damoh North | Hatta Res | HATTA | 11 KV Bori DL | NO VILLAGE FOUND | DTR NOT TAGGED | 25 KVA | 1328
5037 | Damoh | Damoh North | Hatta Res | HATTA | 11 KV Bori DL | NO VILLAGE FOUND | DTR NOT TAGGED | 25 KVA | 1329
5038 | Damoh | Damoh North | Hatta Res | HATTA | 11 KV Bori DL | Manpura | DEVRI ROAD WALA | 25 KVA | 1330
5039 | Damoh | Damoh North | Hatta Res | HATTA | 11 KV Bori DL | Banjari | MANPUR TAMARKAR WALA | 100 KVA | 1333
5040 | Damoh | Damoh North | Hatta Res | HATTA | 11 KV Bori DL | NO VILLAGE FOUND | DTR NOT TAGGED | 25 KVA | 1334
5041 | Damoh | Damoh North | Hatta Res | HATTA | 11 KV Bori DL | Khalsa (Khejra) | MANPURA HAR WALA | 25 KVA | 1340
5042 | Damoh | Damoh North | Hatta Res | HATTA | 11 KV Bori DL | Dholiya Kheda | RAJU MISHAN DEVRI WALA | 25 KVA | 1368
5043 | Damoh | Damoh North | Hatta Res | HATTA | 11 KV Bori DL | Khalsa (Khejra) | MANPURA WALA | 25 KVA | 1376
5044 | Damoh | Damoh North | Hatta Res | HATTA | 11 KV Bori DL | Chhewla Gangaram | BIBADI WALA | 25 KVA | 1381
5045 | Damoh | Damoh North | Hatta Res | HATTA | 11 KV Bori DL | Kuwakheda Baji | GUDDAN KE GHR KE PAAS WALA | 25 KVA | 1385
5046 | Damoh | Damoh North | Hatta Res | HATTA | 11 KV Bori DL | Dholiya Kheda | BASRI KHEJRA WALA | 100 KVA | 1391
5047 | Damoh | Damoh North | Hatta Res | HATTA | 11 KV Bori DL | NO VILLAGE FOUND | DTR NOT TAGGED | 25 KVA | 1392
5048 | Damoh | Damoh North | Hatta Res | HATTA | 11 KV Bori DL | NO VILLAGE FOUND | DTR NOT TAGGED | 25 KVA | 1395
5049 | Damoh | Damoh North | Hatta Res | HATTA | 11 KV Bori DL | NO VILLAGE FOUND | DTR NOT TAGGED | 25 KVA | 1396
5050 | Damoh | Damoh North | Hatta Res | HATTA | 11 KV Bori DL | NO VILLAGE FOUND | DTR NOT TAGGED | 25 KVA | 1403
5051 | Damoh | Damoh North | Hatta Res | HATTA | 11 KV Bori DL | NO VILLAGE FOUND | DTR NOT TAGGED | 25 KVA | 1413
5052 | Damoh | Damoh North | Hatta Res | HATTA | 11 KV Bori DL | NO VILLAGE FOUND | DTR NOT TAGGED | 25 KVA | 1415
5053 | Damoh | Damoh North | Hatta Res | HATTA | 11 KV Bori DL | NO VILLAGE FOUND | DTR NOT TAGGED | 63 KVA | 1428
5054 | Damoh | Damoh North | Hatta Res | HATTA | 11 KV Bori DL | NO VILLAGE FOUND | DTR NOT TAGGED | 63 KVA | 1433
5055 | Damoh | Damoh North | Hatta Res | HATTA | 11 KV Bori DL | NO VILLAGE FOUND | DTR NOT TAGGED | 63 KVA | 1434
5056 | Damoh | Damoh North | Hatta Res | HATTA | 11 KV Bori DL | NO VILLAGE FOUND | DTR NOT TAGGED | 25 KVA | 1435
5057 | Damoh | Damoh North | Hatta Res | HATTA | 11 KV Bori DL | NO VILLAGE FOUND | DTR NOT TAGGED | 25 KVA | 1438
5058 | Damoh | Damoh North | Hatta Res | HATTA | 11 KV Bori DL | NO VILLAGE FOUND | DTR NOT TAGGED | 25 KVA | 1440
5059 | Damoh | Damoh North | Hatta Res | HATTA | 11 KV Bori DL | NO VILLAGE FOUND | DTR NOT TAGGED | 63 KVA | 1441
5060 | Damoh | Damoh North | Narsingarh | HINGWANI | 11 KV Dhoraj DL | Pipariya Chand | 63 KVA PIPARIYA CHAND BASTI | 25 KVA | 121
5061 | Damoh | Damoh North | Narsingarh | HINGWANI | 11 KV Dhoraj DL | Pipariya Chand | 25 KVA PHE PIPARIYACHAND | 25 KVA | 122
5062 | Damoh | Damoh North | Narsingarh | HINGWANI | 11 KV Dhoraj DL | Tirmuda | 25 KVA SHALA TRIMUDA | 25 KVA | 112
5063 | Damoh | Damoh North | Narsingarh | HINGWANI | 11 KV Dhoraj DL | Tirmuda | 25 KVA BHAGIRATH WALA | 25 KVA | 109
5064 | Damoh | Damoh North | Narsingarh | HINGWANI | 11 KV Dhoraj DL | Tirmuda | SCHOOL WALA TRIMUDA | 25 KVA | 103
5065 | Damoh | Damoh North | Narsingarh | HINGWANI | 11 KV Dhoraj DL | Tirmuda | 25 KVA SHALA WALA TRIMUDA | 25 KVA | 102
5066 | Damoh | Damoh North | Narsingarh | HINGWANI | 11 KV Dhoraj DL | Tirmuda | BASTI WALA | 63 KVA | 73
5067 | Damoh | Damoh North | Narsingarh | HINGWANI | 11 KV Dhoraj DL | Tirmuda | 100 KVA PRATAP WALA | 100 KVA | 67
5068 | Damoh | Damoh North | Narsingarh | HINGWANI | 11 KV Dhoraj DL | Dhoraj | 25 KVA SACHIVWALAY DHARAJ | 25 KVA | 60
5069 | Damoh | Damoh North | Narsingarh | HINGWANI | 11 KV Dhoraj DL | Tirmuda | 25 KVA HARIJANBASTI DHORAJ 2 | 25 KVA | 57
5070 | Damoh | Damoh North | Narsingarh | HINGWANI | 11 KV Dhoraj DL | Tirmuda | 25 KVA HARIJAN BASTI DHORAJ1 | 25 KVA | 56
5071 | Damoh | Damoh North | Narsingarh | HINGWANI | 11 KV Dhoraj DL | Dhoraj | 25 KVA DATUA HINGWANI | 25 KVA | 38
5072 | Damoh | Damoh North | Narsingarh | HINGWANI | 11 KV Dhoraj DL | Dhoraj | 25 KVA KHERO HINGWANI | 25 KVA | 21
5073 | Damoh | Damoh North | Narsingarh | HINGWANI | 11 KV Dhoraj AG | Hingwani | KASHAHAR HINGWANI | 63 KVA | 188
5074 | Damoh | Damoh North | Narsingarh | HINGWANI | 11 KV Dhoraj AG | Hingwani | PRAKASH WALI | 16 KVA | 194
5075 | Damoh | Damoh North | Narsingarh | HINGWANI | 11 KV Dhoraj AG | Hingwani | LAL SINGH | 25 KVA | 201
5076 | Damoh | Damoh North | Narsingarh | HINGWANI | 11 KV Dhoraj AG | Hingwani | MULABAI | 25 KVA | 205
5077 | Damoh | Damoh North | Narsingarh | HINGWANI | 11 KV Dhoraj AG | Dhoraj | SARPANCH WALA | 25 KVA | 213
5078 | Damoh | Damoh North | Narsingarh | HINGWANI | 11 KV Dhoraj AG | Dhoraj | SHIV SINGH | 25 KVA | 217
5079 | Damoh | Damoh North | Narsingarh | HINGWANI | 11 KV Dhoraj AG | Dhoraj | DHARM SINGH WLA | 25 KVA | 218
5080 | Damoh | Damoh North | Narsingarh | HINGWANI | 11 KV Dhoraj AG | Dhoraj | GOTIRAM | 25 KVA | 223
5081 | Damoh | Damoh North | Narsingarh | HINGWANI | 11 KV Dhoraj AG | Dhoraj | NARAYAN SINGH | 25 KVA | 229
5082 | Damoh | Damoh North | Narsingarh | HINGWANI | 11 KV Dhoraj AG | Dhoraj | SHUKL SINGH WALA | 25 KVA | 233
5083 | Damoh | Damoh North | Narsingarh | HINGWANI | 11 KV Dhoraj AG | Dhoraj | NARAYAN SINGH2 | 25 KVA | 236
5084 | Damoh | Damoh North | Narsingarh | HINGWANI | 11 KV Dhoraj AG | Dhoraj | BABU SINGH | 25 KVA | 243
5085 | Damoh | Damoh North | Narsingarh | HINGWANI | 11 KV Dhoraj AG | Dhoraj | KALU SINGH | 25 KVA | 244
5086 | Damoh | Damoh North | Narsingarh | HINGWANI | 11 KV Dhoraj AG | Dhoraj | HAKAM SINGH | 16 KVA | 245
5087 | Damoh | Damoh North | Narsingarh | HINGWANI | 11 KV Dhoraj AG | Dhoraj | HEERA SINGH | 25 KVA | 248
5088 | Damoh | Damoh North | Narsingarh | HINGWANI | 11 KV Dhoraj AG | Dhoraj | IMRAT SINGH WALA | 25 KVA | 255
5089 | Damoh | Damoh North | Narsingarh | HINGWANI | 11 KV Dhoraj AG | Dhoraj | BHABHUT SINGH | 100 KVA | 258
5090 | Damoh | Damoh North | Narsingarh | HINGWANI | 11 KV Dhoraj AG | Dhoraj | BHOOPAT SINGH | 100 KVA | 263
5091 | Damoh | Damoh North | Narsingarh | HINGWANI | 11 KV Dhoraj AG | Dhoraj | PRAKASH | 25 KVA | 267
5092 | Damoh | Damoh North | Narsingarh | HINGWANI | 11 KV Dhoraj AG | Dhoraj | MATA WALA | 100 KVA | 272
5093 | Damoh | Damoh North | Narsingarh | HINGWANI | 11 KV Dhoraj AG | Dhoraj | VIKRAM SINGH | 25 KVA | 282
5094 | Damoh | Damoh North | Narsingarh | HINGWANI | 11 KV Dhoraj AG | Dhoraj | PRAHLAD SINGH WA;A | 25 KVA | 285
5095 | Damoh | Damoh North | Narsingarh | HINGWANI | 11 KV Dhoraj AG | Dhoraj | BAHADUR SINGH | 25 KVA | 290
5096 | Damoh | Damoh North | Narsingarh | HINGWANI | 11 KV Dhoraj AG | Dhoraj | HAKAM SARPANCH | 25 KVA | 296
5097 | Damoh | Damoh North | Narsingarh | HINGWANI | 11 KV Dhoraj AG | Dhoraj | PAPPU | 25 KVA | 302
5098 | Damoh | Damoh North | Narsingarh | HINGWANI | 11 KV Dhoraj AG | Dhoraj | NANNU SINGH2 | 25 KVA | 305
5099 | Damoh | Damoh North | Narsingarh | HINGWANI | 11 KV Dhoraj AG | Dhoraj | VIKRAM SINGH | 25 KVA | 310
5101 | Damoh | Damoh North | Narsingarh | HINGWANI | 11 KV Dhoraj AG | Tirmuda | KATHARE HAAR | 100 KVA | 329
5102 | Damoh | Damoh North | Narsingarh | HINGWANI | 11 KV Dhoraj AG | Dhoraj | 25 KVA KHALAK SINGH | 16 KVA | 335
5103 | Damoh | Damoh North | Narsingarh | HINGWANI | 11 KV Dhoraj AG | Dhoraj | 25 KVA CHOUBEY WALA | 25 KVA | 341
5104 | Damoh | Damoh North | Narsingarh | HINGWANI | 11 KV Dhoraj AG | Dhoraj | 25 KVA KHILAN SINGH | 25 KVA | 345
5105 | Damoh | Damoh North | Narsingarh | HINGWANI | 11 KV Dhoraj AG | Dhoraj | 25 KVA KEERAT MASAB | 25 KVA | 350
5106 | Damoh | Damoh North | Narsingarh | HINGWANI | 11 KV Dhoraj AG | Dhoraj | 25 KVA HIMMU WALA | 25 KVA | 357
5107 | Damoh | Damoh North | Narsingarh | HINGWANI | 11 KV Dhoraj AG | Tirmuda | KHALAK SINGH | 16 KVA | 360
5108 | Damoh | Damoh North | Narsingarh | HINGWANI | 11 KV Dhoraj AG | Tirmuda | KISHORI WALA | 25 KVA | 369
5109 | Damoh | Damoh North | Narsingarh | HINGWANI | 11 KV Dhoraj AG | Tirmuda | 25 KVA KASHA WALA | 25 KVA | 375
5110 | Damoh | Damoh North | Narsingarh | HINGWANI | 11 KV Dhoraj AG | Tirmuda | 25 KVA NTTHU SINGH | 25 KVA | 380
5111 | Damoh | Damoh North | Narsingarh | HINGWANI | 11 KV Dhoraj AG | Tirmuda | 25 KVA HARPAL WALA | 25 KVA | 387
5112 | Damoh | Damoh North | Narsingarh | HINGWANI | 11 KV Dhoraj AG | Tirmuda | 25 KVA MITTHU WALA | 25 KVA | 390
5113 | Damoh | Damoh North | Narsingarh | HINGWANI | 11 KV Dhoraj AG | Tirmuda | 25 KVA TIRLOK SINGH | 25 KVA | 396
5114 | Damoh | Damoh North | Narsingarh | HINGWANI | 11 KV Dhoraj AG | Tirmuda | 25 KVA BDC | 25 KVA | 400
5115 | Damoh | Damoh North | Narsingarh | HINGWANI | 11 KV Dhoraj AG | Tirmuda | SHALA WALA | 100 KVA | 409
5116 | Damoh | Damoh North | Narsingarh | HINGWANI | 11 KV Dhoraj AG | Tirmuda | SARDAR SINGH | 25 KVA | 412
5117 | Damoh | Damoh North | Narsingarh | HINGWANI | 11 KV Dhoraj AG | Tirmuda | PATHA WALA | 25 KVA | 419
5118 | Damoh | Damoh North | Narsingarh | HINGWANI | 11 KV Dhoraj AG | Tirmuda | GHANSHYAM SINGH | 25 KVA | 428
5119 | Damoh | Damoh North | Narsingarh | HINGWANI | 11 KV Dhoraj AG | Tirmuda | TRIMUDA ROAD WALA | 100 KVA | 434
5120 | Damoh | Damoh North | Narsingarh | HINGWANI | 11 KV Dhoraj AG | Tirmuda | VIR SINGH WALA | 25 KVA | 444
5121 | Damoh | Damoh North | Narsingarh | HINGWANI | 11 KV Dhoraj AG | Pipariya Chand | GOVIND SINGH WAL;A | 25 KVA | 450
5122 | Damoh | Damoh North | Narsingarh | HINGWANI | 11 KV Dhoraj AG | Pipariya Chand | LAKAHAN SINGH WALA . | 25 KVA | 457
5123 | Damoh | Damoh North | Narsingarh | HINGWANI | 11 KV Dhoraj AG | Pipariya Chand | KHAMARIYA HAAR | 100 KVA | 468
5124 | Damoh | Damoh North | Narsingarh | HINGWANI | 11 KV Dhoraj AG | Pipariya Chand | AMOL SINGH | 16 KVA | 477
5125 | Damoh | Damoh North | Narsingarh | HINGWANI | 11 KV Dhoraj AG | Pipariya Chand | KALAN SINGH NAAEBHAI | 25 KVA | 478
5126 | Damoh | Damoh North | Narsingarh | HINGWANI | 11 KV Dhoraj AG | Pipariya Chand | JHURRE WALA . | 25 KVA | 485
5127 | Damoh | Damoh North | Narsingarh | HINGWANI | 11 KV Dhoraj AG | Pipariya Chand | DOCTER SHARMA WALA | 25 KVA | 486
5128 | Damoh | Damoh North | Narsingarh | HINGWANI | 11 KV Dhoraj AG | Pipariya Chand | MSHRNDRA1 | 25 KVA | 487
5129 | Damoh | Damoh North | Narsingarh | HINGWANI | 11 KV Dhoraj AG | Pipariya Chand | GOBIND SINGH | 25 KVA | 489
5130 | Damoh | Damoh North | Narsingarh | HINGWANI | 11 KV Dhoraj AG | Pipariya Chand | MAHENDRA WALA | 25 KVA | 494
5131 | Damoh | Damoh North | Narsingarh | HINGWANI | 11 KV Dhoraj AG | Pipariya Chand | IMRAT SINGH | 25 KVA | 502
5132 | Damoh | Damoh North | Narsingarh | HINGWANI | 11 KV Dhoraj AG | Pipariya Chand | NSTTHU SINGH WALA | 25 KVA | 507
5133 | Damoh | Damoh North | Narsingarh | HINGWANI | 11 KV Dhoraj AG | Pipariya Chand | PHE | 25 KVA | 516
5134 | Damoh | Damoh North | Narsingarh | HINGWANI | 11 KV Dhoraj AG | Pipariya Chand | KALYAN SINGH | 63 KVA | 517
5135 | Damoh | Damoh North | Narsingarh | HINGWANI | 11 KV Dhoraj AG | Pipariya Chand | KALYAN SINGH | 25 KVA | 524
5136 | Damoh | Damoh North | Narsingarh | HINGWANI | 11 KV Dhoraj AG | Pipariya Chand | PRADIP SINGH . | 16 KVA | 525
5137 | Damoh | Damoh North | Narsingarh | HINGWANI | 11 KV Hingwani DL | Bhiyana | 100 KVA AHRORA BASTI | 100 KVA | 178
5138 | Damoh | Damoh North | Narsingarh | HINGWANI | 11 KV Hingwani DL | Ahrora | 25 KVA AHRORA HARIJAN BASTI | 25 KVA | 171
5139 | Damoh | Damoh North | Narsingarh | HINGWANI | 11 KV Hingwani DL | Sakatpur | 100 KVA PIPRODHA BASTI | 100 KVA | 149
5140 | Damoh | Damoh North | Narsingarh | HINGWANI | 11 KV Hingwani DL | Sakatpur | 63 KVA PIPRODHA SCHOOL | 63 KVA | 145
5141 | Damoh | Damoh North | Narsingarh | HINGWANI | 11 KV Hingwani DL | Sakatpur | 25 KVA PHE | 25 KVA | 143
5142 | Damoh | Damoh North | Narsingarh | HINGWANI | 11 KV Hingwani DL | Sakatpur | 25 KVA KISHAN BHAWAN SAKATPUR | 25 KVA | 132
5143 | Damoh | Damoh North | Narsingarh | HINGWANI | 11 KV Hingwani DL | Sakatpur | 25 KVA JIO TOWR SAKATPUR | 25 KVA | 122
5144 | Damoh | Damoh North | Narsingarh | HINGWANI | 11 KV Hingwani DL | Sakatpur | 25 KVA PHE WALA | 25 KVA | 119
5145 | Damoh | Damoh North | Narsingarh | HINGWANI | 11 KV Hingwani DL | Sakatpur | 100 KVA BASTI SAKATPUR | 100 KVA | 118
5146 | Damoh | Damoh North | Narsingarh | HINGWANI | 11 KV Hingwani DL | Baroda Madiya | 100 KVA MADIA BASTI | 100 KVA | 75
5147 | Damoh | Damoh North | Narsingarh | HINGWANI | 11 KV Hingwani DL | Madiya Baroda | 25 KVA BARODA BASTI | 25 KVA | 60
5148 | Damoh | Damoh North | Narsingarh | HINGWANI | 11 KV Hingwani DL | Hingwani | 25 KVA PULIYA WALA HINGWANI | 25 KVA | 40
5149 | Damoh | Damoh North | Narsingarh | HINGWANI | 11 KV Hingwani DL | Bhiyana | 25 KVA PHE AHRORA | 25 KVA | 182
5150 | Damoh | Damoh North | Narsingarh | HINGWANI | 11 KV Hingwani DL | Bhiyana | 25 KVA PANCHAYAT BHAWAN AHRORA | 25 KVA | 181
5151 | Damoh | Damoh North | Narsingarh | HINGWANI | 11 KV Hingwani DL | Hingwani | 25 KVA HARIJAN BASTI HINGWANI | 25 KVA | 21
5152 | Damoh | Damoh North | Narsingarh | HINGWANI | 11 KV Hingwani DL | Hingwani | HAAR WALA | 100 KVA | 18
5153 | Damoh | Damoh North | Narsingarh | HINGWANI | 11 KV Hingwani DL | Hingwani | 25 KVA GARIJ HINGWANI | 63 KVA | 14
5154 | Damoh | Damoh North | Narsingarh | HINGWANI | 11 KV Hingwani DL | Hingwani | 100 KVA RATAN WALA HINGWANI | 63 KVA | 7
5155 | Damoh | Damoh North | Narsingarh | HINGWANI | 11 KV Hingwani AG | Sakatpur | BADRI PATEL | 63 KVA | 505
5156 | Damoh | Damoh North | Narsingarh | HINGWANI | 11 KV Hingwani AG | Bhiyana | PARAM WALA | 25 KVA | 498
5157 | Damoh | Damoh North | Narsingarh | HINGWANI | 11 KV Hingwani AG | Bhiyana | LAXMAN WALA | 25 KVA | 495
5158 | Damoh | Damoh North | Narsingarh | HINGWANI | 11 KV Hingwani AG | Bhiyana | MANMOHAN WALA | 25 KVA | 492
5159 | Damoh | Damoh North | Narsingarh | HINGWANI | 11 KV Hingwani AG | Bhiyana | GIRJA BAI | 25 KVA | 476
5160 | Damoh | Damoh North | Narsingarh | HINGWANI | 11 KV Hingwani AG | Bhiyana | MAKUNDI WALA | 25 KVA | 473
5161 | Damoh | Damoh North | Narsingarh | HINGWANI | 11 KV Hingwani AG | Bhiyana | RAJESH SHUKLA WALA | 25 KVA | 470
5162 | Damoh | Damoh North | Narsingarh | HINGWANI | 11 KV Hingwani AG | Bhiyana | SHUKLA WALA | 25 KVA | 456
5163 | Damoh | Damoh North | Narsingarh | HINGWANI | 11 KV Hingwani AG | Bhiyana | SHARAD WALA | 25 KVA | 450
5164 | Damoh | Damoh North | Narsingarh | HINGWANI | 11 KV Hingwani AG | Ahrora | MAHESH PATEL | 25 KVA | 447
5165 | Damoh | Damoh North | Narsingarh | HINGWANI | 11 KV Hingwani AG | Ahrora | MAGAN WALA | 25 KVA | 444
5166 | Damoh | Damoh North | Narsingarh | HINGWANI | 11 KV Hingwani AG | Ahrora | KAMLESH WALA | 25 KVA | 440
5167 | Damoh | Damoh North | Narsingarh | HINGWANI | 11 KV Hingwani AG | Ahrora | SANTOSH WALA | 25 KVA | 430
5168 | Damoh | Damoh North | Narsingarh | HINGWANI | 11 KV Hingwani AG | Ahrora | KAILASH WALA | 25 KVA | 427
5169 | Damoh | Damoh North | Narsingarh | HINGWANI | 11 KV Hingwani AG | Ahrora | RAJESH SHUKLA WALA | 25 KVA | 426
5170 | Damoh | Damoh North | Narsingarh | HINGWANI | 11 KV Hingwani AG | Ahrora | VISHNU WALA | 25 KVA | 424
5171 | Damoh | Damoh North | Narsingarh | HINGWANI | 11 KV Hingwani AG | Ahrora | RAJA SARPANCH | 25 KVA | 416
5172 | Damoh | Damoh North | Narsingarh | HINGWANI | 11 KV Hingwani AG | Sakatpur | BABULAL | 25 KVA | 409
5173 | Damoh | Damoh North | Narsingarh | HINGWANI | 11 KV Hingwani AG | Ahrora | MEWA PATEL WALA | 25 KVA | 400
5174 | Damoh | Damoh North | Narsingarh | HINGWANI | 11 KV Hingwani AG | Ahrora | SUGREEM WALA | 25 KVA | 396
5175 | Damoh | Damoh North | Narsingarh | HINGWANI | 11 KV Hingwani AG | Ahrora | MAKHAN PATEL | 25 KVA | 392
5176 | Damoh | Damoh North | Narsingarh | HINGWANI | 11 KV Hingwani AG | Ahrora | BRAJESH WALA | 25 KVA | 380
5177 | Damoh | Damoh North | Narsingarh | HINGWANI | 11 KV Hingwani AG | Ahrora | DWARKA PATEL | 25 KVA | 373
5178 | Damoh | Damoh North | Narsingarh | HINGWANI | 11 KV Hingwani AG | Ahrora | MEGHRAJ WALA | 25 KVA | 365
5179 | Damoh | Damoh North | Narsingarh | HINGWANI | 11 KV Hingwani AG | Ahrora | RAMLAL WALA | 25 KVA | 361
5180 | Damoh | Damoh North | Narsingarh | HINGWANI | 11 KV Hingwani AG | Sakatpur | BADRI PATEL-2 | 100 KVA | 350
5181 | Damoh | Damoh North | Narsingarh | HINGWANI | 11 KV Hingwani AG | Piprodha | TIWARI WALA | 25 KVA | 347
5182 | Damoh | Damoh North | Narsingarh | HINGWANI | 11 KV Hingwani AG | Piprodha | AMIT SHRIVASTAVA | 100 KVA | 343
5183 | Damoh | Damoh North | Narsingarh | HINGWANI | 11 KV Hingwani AG | Piprodha | INDUR SINGH | 63 KVA | 338
5184 | Damoh | Damoh North | Narsingarh | HINGWANI | 11 KV Hingwani AG | Piprodha | AAM WALA | 63 KVA | 333
5185 | Damoh | Damoh North | Narsingarh | HINGWANI | 11 KV Hingwani AG | Piprodha | ANJANI WALA | 25 KVA | 324
5186 | Damoh | Damoh North | Narsingarh | HINGWANI | 11 KV Hingwani AG | Sakatpur | HARI SINGH TAPARIYA | 25 KVA | 320
5187 | Damoh | Damoh North | Narsingarh | HINGWANI | 11 KV Hingwani AG | Sakatpur | TIWARI WALA | 25 KVA | 317
5188 | Damoh | Damoh North | Narsingarh | HINGWANI | 11 KV Hingwani AG | Sakatpur | SHRIVASTAVA WALA | 25 KVA | 316
5189 | Damoh | Damoh North | Narsingarh | HINGWANI | 11 KV Hingwani AG | Sakatpur | SAHU WALA | 25 KVA | 309
5190 | Damoh | Damoh North | Narsingarh | HINGWANI | 11 KV Hingwani AG | Sakatpur | PEETAM | 25 KVA | 301
5191 | Damoh | Damoh North | Narsingarh | HINGWANI | 11 KV Hingwani AG | Sakatpur | BALDEV WALA | 25 KVA | 288
5192 | Damoh | Damoh North | Narsingarh | HINGWANI | 11 KV Hingwani AG | Sakatpur | DHANIRAM | 25 KVA | 278
5193 | Damoh | Damoh North | Narsingarh | HINGWANI | 11 KV Hingwani AG | Sakatpur | AG BASTI | 100 KVA | 273
5194 | Damoh | Damoh North | Narsingarh | HINGWANI | 11 KV Hingwani AG | Sakatpur | RAMSEWAK | 25 KVA | 271
5195 | Damoh | Damoh North | Narsingarh | HINGWANI | 11 KV Hingwani AG | Sakatpur | DEVTA PRASAD | 25 KVA | 270
5196 | Damoh | Damoh North | Narsingarh | HINGWANI | 11 KV Hingwani AG | Sakatpur | RAMLAL | 25 KVA | 265
5197 | Damoh | Damoh North | Narsingarh | HINGWANI | 11 KV Hingwani AG | Sakatpur | ANWAR KHAN | 25 KVA | 262
5198 | Damoh | Damoh North | Narsingarh | HINGWANI | 11 KV Hingwani AG | Sakatpur | NANDRAM | 25 KVA | 259
5199 | Damoh | Damoh North | Narsingarh | HINGWANI | 11 KV Hingwani AG | Sakatpur | KRISHAN KUMAR | 25 KVA | 257
5200 | Damoh | Damoh North | Narsingarh | HINGWANI | 11 KV Hingwani AG | Sakatpur | RAO SAAB | 25 KVA | 253
5201 | Damoh | Damoh North | Narsingarh | HINGWANI | 11 KV Hingwani AG | Hingwani | SAGONI HAR (SURENDRA) | 25 KVA | 247
5202 | Damoh | Damoh North | Narsingarh | HINGWANI | 11 KV Hingwani AG | Hingwani | MUNNA SINGH | 63 KVA | 241
5203 | Damoh | Damoh North | Narsingarh | HINGWANI | 11 KV Hingwani AG | Sakatpur | GHAMARYA HAR | 100 KVA | 232
5204 | Damoh | Damoh North | Narsingarh | HINGWANI | 11 KV Hingwani AG | Sakatpur | NARAYAN MUKADDAM | 25 KVA | 224
5205 | Damoh | Damoh North | Narsingarh | HINGWANI | 11 KV Hingwani AG | Sakatpur | SHRIRAM | 25 KVA | 217
5206 | Damoh | Damoh North | Narsingarh | HINGWANI | 11 KV Hingwani AG | Sakatpur | SHRIRAM | 25 KVA | 215
5207 | Damoh | Damoh North | Narsingarh | HINGWANI | 11 KV Hingwani AG | Sakatpur | PURAN | 25 KVA | 210
5208 | Damoh | Damoh North | Narsingarh | HINGWANI | 11 KV Hingwani AG | Sakatpur | RAMESHWAR | 25 KVA | 208
5209 | Damoh | Damoh North | Narsingarh | HINGWANI | 11 KV Hingwani AG | Sakatpur | RAMESHWAR | 25 KVA | 205
5210 | Damoh | Damoh North | Narsingarh | HINGWANI | 11 KV Hingwani AG | Sakatpur | URMILA | 100 KVA | 203
5211 | Damoh | Damoh North | Narsingarh | HINGWANI | 11 KV Hingwani AG | Dhoraj | HANNUPATEL S | 25 KVA | 198
5212 | Damoh | Damoh North | Narsingarh | HINGWANI | 11 KV Hingwani AG | Dhoraj | DURAGSINGH 2 TALA | 25 KVA | 192
5213 | Damoh | Damoh North | Narsingarh | HINGWANI | 11 KV Hingwani AG | Sakatpur | GORARANI WALA | 25 KVA | 188
5214 | Damoh | Damoh North | Narsingarh | HINGWANI | 11 KV Hingwani AG | Dhoraj | RATAN WALA | 25 KVA | 184
5215 | Damoh | Damoh North | Narsingarh | HINGWANI | 11 KV Hingwani AG | Dhoraj | HEMRAJ WALA | 25 KVA | 183
5216 | Damoh | Damoh North | Narsingarh | HINGWANI | 11 KV Hingwani AG | Dhoraj | IMARTIBAI TALA | 25 KVA | 176
5217 | Damoh | Damoh North | Narsingarh | HINGWANI | 11 KV Hingwani AG | Dhoraj | PERTAP WALA | 25 KVA | 170
5218 | Damoh | Damoh North | Narsingarh | HINGWANI | 11 KV Hingwani AG | Dhoraj | DURAGSINGH WALA | 25 KVA | 167
5219 | Damoh | Damoh North | Narsingarh | HINGWANI | 11 KV Hingwani AG | Dhoraj | SANCHALAK WALA | 63 KVA | 159
5220 | Damoh | Damoh North | Narsingarh | HINGWANI | 11 KV Hingwani AG | Hingwani | GOVINDR SINGH WALA | 25 KVA | 152
5221 | Damoh | Damoh North | Narsingarh | HINGWANI | 11 KV Hingwani AG | Hingwani | AAMWALA | 25 KVA | 150
5222 | Damoh | Damoh North | Narsingarh | HINGWANI | 11 KV Hingwani AG | Hingwani | HANMAT WALA | 25 KVA | 144
5223 | Damoh | Damoh North | Narsingarh | HINGWANI | 11 KV Hingwani AG | Piprodha | GOPIWALA | 25 KVA | 139
5224 | Damoh | Damoh North | Narsingarh | HINGWANI | 11 KV Hingwani AG | Sakatpur | PATHARYA WALA | 100 KVA | 131
5225 | Damoh | Damoh North | Narsingarh | HINGWANI | 11 KV Hingwani AG | Madiya Baroda | GUDDU PATEL | 25 KVA | 123
5226 | Damoh | Damoh North | Narsingarh | HINGWANI | 11 KV Hingwani AG | Madiya Baroda | JEEVAN SINGH | 63 KVA | 120
5227 | Damoh | Damoh North | Narsingarh | HINGWANI | 11 KV Hingwani AG | Madiya Baroda | HAAR WALA | 25 KVA | 104
5228 | Damoh | Damoh North | Narsingarh | HINGWANI | 11 KV Hingwani AG | Madiya Baroda | SAINTOS WALA | 25 KVA | 97
5229 | Damoh | Damoh North | Narsingarh | HINGWANI | 11 KV Hingwani AG | Madiya Baroda | KAMLESH WALA | 25 KVA | 95
5230 | Damoh | Damoh North | Narsingarh | HINGWANI | 11 KV Hingwani AG | Madiya Baroda | HAAR WALA | 25 KVA | 86
5231 | Damoh | Damoh North | Narsingarh | HINGWANI | 11 KV Hingwani AG | Madiya Baroda | NADI BARODHA | 25 KVA | 79
5232 | Damoh | Damoh North | Narsingarh | HINGWANI | 11 KV Hingwani AG | Madiya Baroda | SHAHU BALA | 25 KVA | 76
5233 | Damoh | Damoh North | Narsingarh | HINGWANI | 11 KV Hingwani AG | Mahuna | SARJU PATEL | 25 KVA | 69
5234 | Damoh | Damoh North | Narsingarh | HINGWANI | 11 KV Hingwani AG | Mahuna | MUNNA SINGH | 25 KVA | 65
5235 | Damoh | Damoh North | Narsingarh | HINGWANI | 11 KV Hingwani AG | Mahuna | BALRAM SINGH | 100 KVA | 58
5236 | Damoh | Damoh North | Narsingarh | HINGWANI | 11 KV Hingwani AG | Hingwani | MULCHAN D | 25 KVA | 43
5237 | Damoh | Damoh North | Narsingarh | HINGWANI | 11 KV Hingwani AG | Hingwani | HEERA SINGH | 25 KVA | 41
5238 | Damoh | Damoh North | Narsingarh | HINGWANI | 11 KV Hingwani AG | Hingwani | PRAYAG SINGH | 25 KVA | 32
5239 | Damoh | Damoh North | Narsingarh | HINGWANI | 11 KV Hingwani AG | Hingwani | BHAGWAN SINGH | 25 KVA | 31
5240 | Damoh | Damoh North | Narsingarh | HINGWANI | 11 KV Hingwani AG | Hingwani | SHUKL SINGH | 25 KVA | 27
5241 | Damoh | Damoh North | Narsingarh | HINGWANI | 11 KV Hingwani AG | Hingwani | SUNEEL SINGH | 25 KVA | 18
5242 | Damoh | Damoh North | Narsingarh | HINGWANI | 11 KV Hingwani AG | Hingwani | PRATAP WALA | 25 KVA | 11
5243 | Damoh | Damoh North | Narsingarh | HINGWANI | 11 KV Hingwani AG | Gadhola Balju | SARRA KOUHA | 100 KVA | 518
5244 | Damoh | Damoh North | Narsingarh | HINGWANI | 11 KV Hingwani AG | Gadhola Balju | HARIJAN WALA | 25 KVA | 522
5245 | Damoh | Damoh North | Narsingarh | HINGWANI | 11 KV Hingwani AG | Gadhola Balju | HARIJAN WALA-2 | 25 KVA | 527
5246 | Damoh | Damoh North | Narsingarh | HINGWANI | 11 KV Hingwani AG | Piprodha | SHOBHA WALA | 100 KVA | 538
5247 | Damoh | Damoh North | Narsingarh | HINGWANI | 11 KV Hingwani AG | Piprodha | PANDIT WALA | 25 KVA | 541
5248 | Damoh | Damoh North | Narsingarh | HINGWANI | 11 KV Hingwani AG | Piprodha | DARWARI WALA | 25 KVA | 548
5249 | Damoh | Damoh North | Narsingarh | HINGWANI | 11 KV Hingwani AG | Bhatera | VEDRAM WALA | 63 KVA | 552
5250 | Damoh | Damoh North | Hinota | HINOTA | 11 KV Hinota DL | Hinota Kalan | HARIJAN BASTI | 100 KVA | 114
5251 | Damoh | Damoh North | Hinota | HINOTA | 11 KV Hinota DL | Hinota Kalan | MANDIR HINOTA | 100 KVA | 112
5252 | Damoh | Damoh North | Hinota | HINOTA | 11 KV Hinota DL | Hinota Kalan | 25 KVA FINO BANK KE PAS HINOTA | 25 KVA | 109
5253 | Damoh | Damoh North | Hinota | HINOTA | 11 KV Hinota DL | Hinota Kalan | PADAB HINOTA | 25 KVA | 99
5254 | Damoh | Damoh North | Hinota | HINOTA | 11 KV Hinota DL | Sakour | BABA JEE SAKOR | 63 KVA | 89
5255 | Damoh | Damoh North | Hinota | HINOTA | 11 KV Hinota DL | Hinota Kalan | BUS STAND HINOTA | 200 KVA | 90
5256 | Damoh | Damoh North | Hinota | HINOTA | 11 KV Hinota DL | Sakour | SAKOR | 100 KVA | 88
5257 | Damoh | Damoh North | Hinota | HINOTA | 11 KV Hinota DL | Hinota Kalan | MARGHTA HINOTA | 63 KVA | 66
5258 | Damoh | Damoh North | Hinota | HINOTA | 11 KV Hinota DL | Sakour | 25 KVA JOSHI MOHALLA HINOTA | 25 KVA | 64
5259 | Damoh | Damoh North | Hinota | HINOTA | 11 KV Hinota DL | Hinota Kalan | TALIYA PURVA | 100 KVA | 63
5260 | Damoh | Damoh North | Hinota | HINOTA | 11 KV Hinota DL | Hinota Kalan | WARE HOUSE HINOTA | 25 KVA | 54
5261 | Damoh | Damoh North | Hinota | HINOTA | 11 KV Hinota DL | Hinota Kalan | JAIN MANDIR HINOTA | 25 KVA | 50
5262 | Damoh | Damoh North | Hinota | HINOTA | 11 KV Hinota DL | Padri Bhagant | AUDAN BALA HINOTA | 25 KVA | 37
5263 | Damoh | Damoh North | Hinota | HINOTA | 11 KV Hinota DL | Hinota Kalan | HARIJAN BASTI | 63 KVA | 30
5264 | Damoh | Damoh North | Hinota | HINOTA | 11 KV Hinota DL | Hinota Kalan | SCHOOL KE PEECHE | 63 KVA | 23
5265 | Damoh | Damoh North | Hinota | HINOTA | 11 KV Hinota DL | Hinota Kalan | HARIJAN BASTI HINOTA | 25 KVA | 21
5266 | Damoh | Damoh North | Hinota | HINOTA | 11 KV Hinota DL | Hinota Kalan | BUS STAND HINOTA | 200 KVA | 12
5267 | Damoh | Damoh North | Hinota | HINOTA | 11 KV Hinota DL | Hinota Kalan | RAKESH DUVE VALA | 63 KVA | 8
5268 | Damoh | Damoh North | Hinota | HINOTA | 11 KV Bhaisa AG | Bhainsa | 25 KVA DEVENDRA DURGA BHAISA | 25 KVA | 1063
5269 | Damoh | Damoh North | Hinota | HINOTA | 11 KV Bhaisa AG | Bhainsa | 25 KVA KAVITARANI BHAISA | 25 KVA | 1058
5270 | Damoh | Damoh North | Hinota | HINOTA | 11 KV Bhaisa AG | Bhainsa | 25 KVA GAYRI DEVI BHAISA | 25 KVA | 1056
5271 | Damoh | Damoh North | Hinota | HINOTA | 11 KV Bhaisa AG | Bhainsa | 25 KVA VYAS BHAISA | 25 KVA | 1053
5272 | Damoh | Damoh North | Hinota | HINOTA | 11 KV Bhaisa AG | Bhainsa | 25 KVA HAKKU PATEL BHAISA | 25 KVA | 1047
5273 | Damoh | Damoh North | Hinota | HINOTA | 11 KV Bhaisa AG | Bhainsa | 25 KVA LAKHERA HAR BHAISA | 25 KVA | 1039
5274 | Damoh | Damoh North | Hinota | HINOTA | 11 KV Bhaisa AG | Bhainsa | 100 KVA LAKHERA HAR BHAISA | 100 KVA | 1033
5275 | Damoh | Damoh North | Hinota | HINOTA | 11 KV Bhaisa AG | Bhainsa | 25 KVA DEVRA WALE BHAISA | 25 KVA | 1030
5276 | Damoh | Damoh North | Hinota | HINOTA | 11 KV Bhaisa AG | Bhainsa | 25 KVA SARPANCH WALA BHAISA | 25 KVA | 1027
5277 | Damoh | Damoh North | Hinota | HINOTA | 11 KV Bhaisa AG | Bhainsa | 25 KVA SAHU BHAISA | 25 KVA | 1021
5278 | Damoh | Damoh North | Hinota | HINOTA | 11 KV Bhaisa AG | Jaronda | 25 KVA BABU PATEL BHAISA | 25 KVA | 1016
5279 | Damoh | Damoh North | Hinota | HINOTA | 11 KV Bhaisa AG | Jaronda | 25 KVA ANUSUIYARANI BHAISA | 25 KVA | 1008
5280 | Damoh | Damoh North | Hinota | HINOTA | 11 KV Bhaisa AG | Jaronda | 25 KVA PANDYA 2 BHAISA | 25 KVA | 1004
5281 | Damoh | Damoh North | Hinota | HINOTA | 11 KV Bhaisa AG | Jaronda | 25 KVA PANDYA 1 BHAISA | 25 KVA | 998
5282 | Damoh | Damoh North | Hinota | HINOTA | 11 KV Bhaisa AG | Jaronda | 63 KVA RAMPUR BHAISA | 63 KVA | 994
5283 | Damoh | Damoh North | Hinota | HINOTA | 11 KV Bhaisa AG | Jaronda | 25 KVA UTTAM SAHU BHAISA | 25 KVA | 992
5284 | Damoh | Damoh North | Hinota | HINOTA | 11 KV Bhaisa AG | Jaronda | 25 KVA SAVITA SAHU BHAISA | 25 KVA | 983
5285 | Damoh | Damoh North | Hinota | HINOTA | 11 KV Bhaisa AG | NO VILLAGE FOUND | DTR NOT TAGGED | 25 KVA | 976
5286 | Damoh | Damoh North | Hinota | HINOTA | 11 KV Bhaisa AG | Jaronda | 25 KVA BHARAT BHAISA | 25 KVA | 974
5287 | Damoh | Damoh North | Hinota | HINOTA | 11 KV Bhaisa AG | Jaronda | 25 KVA RITU SINGH BHAISA | 25 KVA | 971
5288 | Damoh | Damoh North | Hinota | HINOTA | 11 KV Bhaisa AG | Jaronda | 25 KVA BHUPENDRA SINGH BHAISA | 25 KVA | 966
5289 | Damoh | Damoh North | Hinota | HINOTA | 11 KV Bhaisa AG | Pipariya Raneh | 63 KVA HATHNA BHAISA | 63 KVA | 961
5290 | Damoh | Damoh North | Hinota | HINOTA | 11 KV Bhaisa AG | Jaronda | 25 KVA PANJI HAR BHAIS | 25 KVA | 956
5291 | Damoh | Damoh North | Hinota | HINOTA | 11 KV Bhaisa AG | Jaronda | 25 KVA LALU RAO BHAISA | 25 KVA | 945
5292 | Damoh | Damoh North | Hinota | HINOTA | 11 KV Bhaisa AG | Jaronda | 25 KVA BINEET SINGH BHAISA | 25 KVA | 936
5293 | Damoh | Damoh North | Hinota | HINOTA | 11 KV Bhaisa AG | Pipariya Raneh | 25 KVA PANNA LAL BHAISA | 25 KVA | 925
5294 | Damoh | Damoh North | Hinota | HINOTA | 11 KV Bhaisa AG | Jaronda | 25 KVA RAVARIYA AHIRWAR BHAISA | 25 KVA | 913
5295 | Damoh | Damoh North | Hinota | HINOTA | 11 KV Bhaisa AG | Pipariya Kirau | 25 KVA BHAGVAT WALA DEVRA | 25 KVA | 908
5296 | Damoh | Damoh North | Hinota | HINOTA | 11 KV Bhaisa AG | Pipariya Kirau | 25 KVA GORISHANKAR DEVRA | 25 KVA | 904
5297 | Damoh | Damoh North | Hinota | HINOTA | 11 KV Bhaisa AG | Pipariya Kirau | 25 KVA BALRAM TALAB KE PAS DEVRA | 25 KVA | 898
5298 | Damoh | Damoh North | Hinota | HINOTA | 11 KV Bhaisa AG | Abda | 25 KVA SANTOSH SONI DEVRA | 25 KVA | 890
5299 | Damoh | Damoh North | Hinota | HINOTA | 11 KV Bhaisa AG | Abda | 25 KVA VED PATEL DEVRA | 25 KVA | 885
5301 | Damoh | Damoh North | Hinota | HINOTA | 11 KV Bhaisa AG | Abda | 25 KVA RAJESH SONI DEVRA | 25 KVA | 875
5302 | Damoh | Damoh North | Hinota | HINOTA | 11 KV Bhaisa AG | Abda | 25 KVA KUNJI LAL DEVRA | 25 KVA | 870
5303 | Damoh | Damoh North | Hinota | HINOTA | 11 KV Bhaisa AG | Abda | 25 KVA KUNJI KE GALLE AGE DEVRA | 25 KVA | 864
5304 | Damoh | Damoh North | Hinota | HINOTA | 11 KV Bhaisa AG | Abda | 25 KVA SALIK RAM PATEL DEVRA | 25 KVA | 861
5305 | Damoh | Damoh North | Hinota | HINOTA | 11 KV Bhaisa AG | Abda | 25 KVA NALA KE PAS DEVRA | 25 KVA | 856
5306 | Damoh | Damoh North | Hinota | HINOTA | 11 KV Bhaisa AG | Abda | 25 KVA GAV KE PAS DEVRA | 25 KVA | 853
5307 | Damoh | Damoh North | Hinota | HINOTA | 11 KV Bhaisa AG | Abda | 25 KVA SANTOSH SINGH DEVRA | 25 KVA | 848
5308 | Damoh | Damoh North | Hinota | HINOTA | 11 KV Bhaisa AG | Abda | 25 KVA SARPANCH BHUNGUA | 25 KVA | 841
5309 | Damoh | Damoh North | Hinota | HINOTA | 11 KV Bhaisa AG | Abda | 25 KVA BHATARIYA BHUNGUA | 25 KVA | 838
5310 | Damoh | Damoh North | Hinota | HINOTA | 11 KV Bhaisa AG | Abda | 100 KVA BASTI KE PAS BHUNGUA | 100 KVA | 833
5311 | Damoh | Damoh North | Hinota | HINOTA | 11 KV Bhaisa AG | Hinota Kalan | 25 KVA TALAB KE PAS BHUNGUA | 25 KVA | 828
5312 | Damoh | Damoh North | Hinota | HINOTA | 11 KV Bhaisa AG | Hinota Kalan | 25 KVA PAUMP KE AGE DEVRA HAR | 25 KVA | 824
5313 | Damoh | Damoh North | Hinota | HINOTA | 11 KV Bhaisa AG | Abda | 25 KVA GOVIND SINGH ABDA | 25 KVA | 823
5314 | Damoh | Damoh North | Hinota | HINOTA | 11 KV Bhaisa AG | Abda | 25 KVA SCHOOL KE PEECHE DEVRA | 25 KVA | 820
5315 | Damoh | Damoh North | Hinota | HINOTA | 11 KV Bhaisa AG | Abda | 25 KVA ROAD ABDA ROAD | 25 KVA | 815
5316 | Damoh | Damoh North | Hinota | HINOTA | 11 KV Bhaisa AG | Hinota Kalan | 25 KVA ATAL WALA BHUNGUA | 25 KVA | 805
5317 | Damoh | Damoh North | Hinota | HINOTA | 11 KV Bhaisa AG | Hinota Kalan | 63 KVA HEMANT WALA BHUNGUA | 63 KVA | 800
5318 | Damoh | Damoh North | Hinota | HINOTA | 11 KV Bhaisa AG | Hinota Kalan | 25 KVA HEMANT KE BAGAL ME BHUHNGUA | 25 KVA | 796
5319 | Damoh | Damoh North | Hinota | HINOTA | 11 KV Bhaisa AG | Hinota Kalan | 25 KVA NATHU BHUNGUA | 25 KVA | 790
5320 | Damoh | Damoh North | Hinota | HINOTA | 11 KV Bhaisa AG | Hinota Kalan | 25 KVA JAHAR BHUNGUA | 25 KVA | 776
5321 | Damoh | Damoh North | Hinota | HINOTA | 11 KV Bhaisa AG | Hinota Kalan | 25 KVA BARKHERA WALA PATEL HINOTA | 25 KVA | 773
5322 | Damoh | Damoh North | Hinota | HINOTA | 11 KV Bhaisa AG | Hinota Kalan | 25 KVA AAM KE PAS HINOTA | 25 KVA | 768
5323 | Damoh | Damoh North | Hinota | HINOTA | 11 KV Bhaisa AG | Sakor | 25 KVA TALAB KE AAGE HINOTA | 25 KVA | 756
5324 | Damoh | Damoh North | Hinota | HINOTA | 11 KV Bhaisa AG | Bhainsa | 25 KVA KETRAM PATEL BHAISA | 25 KVA | 750
5325 | Damoh | Damoh North | Hinota | HINOTA | 11 KV Bhaisa AG | Bhainsa | 25 KVA GOVIND PATEL BHAISA | 25 KVA | 743
5326 | Damoh | Damoh North | Hinota | HINOTA | 11 KV Bhaisa AG | Bhainsa | 25 KVA GOVIND SINGH BHAISA | 25 KVA | 741
5327 | Damoh | Damoh North | Hinota | HINOTA | 11 KV Bhaisa AG | Bhainsa | 25 KVA SANTOSH PATEL BHAISA | 25 KVA | 733
5328 | Damoh | Damoh North | Hinota | HINOTA | 11 KV Bhaisa AG | Bhainsa | 25 KVA TIYAR WALA BALEH ROAD BHAISA | 25 KVA | 731
5329 | Damoh | Damoh North | Hinota | HINOTA | 11 KV Bhaisa AG | Bhainsa | 25 KVA DHARMENDRA PATEL BHAISA | 25 KVA | 729
5330 | Damoh | Damoh North | Hinota | HINOTA | 11 KV Bhaisa AG | Pipariya Raneh | 25 KVA JAGDISH PATEL BHAISA | 25 KVA | 727
5331 | Damoh | Damoh North | Hinota | HINOTA | 11 KV Bhaisa AG | Pipariya Raneh | 25 KVA ARJUN PATEL BHAISA | 25 KVA | 725
5332 | Damoh | Damoh North | Hinota | HINOTA | 11 KV Bhaisa AG | Bhainsa | 25 KVA BHARAT SINGH BHAISA | 25 KVA | 721
5333 | Damoh | Damoh North | Hinota | HINOTA | 11 KV Bhaisa AG | Pipariya Raneh | 25 KVA BHAGVANDAS MAHEDIYA BHAISA | 25 KVA | 703
5334 | Damoh | Damoh North | Hinota | HINOTA | 11 KV Bhaisa AG | Pipariya Raneh | KOSHILYARANI PATEL BHAISA | 25 KVA | 697
5335 | Damoh | Damoh North | Hinota | HINOTA | 11 KV Bhaisa AG | Pipariya Raneh | 25 KVA SANJAY BHAISA | 25 KVA | 695
5336 | Damoh | Damoh North | Hinota | HINOTA | 11 KV Bhaisa AG | Pipariya Raneh | 25 KVA NETA PIPARIYA HAR BHAISA | 25 KVA | 688
5337 | Damoh | Damoh North | Hinota | HINOTA | 11 KV Bhaisa AG | Pipariya Raneh | 25 KVA PATEL PIPARIYA HAR BHAISA | 25 KVA | 682
5338 | Damoh | Damoh North | Hinota | HINOTA | 11 KV Bhaisa AG | Pipariya Raneh | 25 KVA JAGDISH MASAB BHAISA | 25 KVA | 681
5339 | Damoh | Damoh North | Hinota | HINOTA | 11 KV Bhaisa AG | Pipariya Raneh | 25 KALLU RURYA BHAISA | 25 KVA | 678
5340 | Damoh | Damoh North | Hinota | HINOTA | 11 KV Bhaisa AG | Pipariya Raneh | 25 KVA NARAYAN PATEL BHAISA | 25 KVA | 672
5341 | Damoh | Damoh North | Hinota | HINOTA | 11 KV Bhaisa AG | Pipariya Raneh | 25 KVA KUSUMRANI BHAISA | 25 KVA | 665
5342 | Damoh | Damoh North | Hinota | HINOTA | 11 KV Bhaisa AG | Pipariya Raneh | 25 KVA MAKHAN KURMI BHAISA | 25 KVA | 661
5343 | Damoh | Damoh North | Hinota | HINOTA | 11 KV Bhaisa AG | Pipariya Raneh | 63 KVA BRAJESH SINGH KE KHET ME BHAISA | 63 KVA | 657
5344 | Damoh | Damoh North | Hinota | HINOTA | 11 KV Bhaisa AG | Pipariya Raneh | 25 KVA DEVENDRA BHAISA | 25 KVA | 654
5345 | Damoh | Damoh North | Hinota | HINOTA | 11 KV Bhaisa AG | Pipariya Raneh | 63 KVA AJAY BHAISA | 63 KVA | 646
5346 | Damoh | Damoh North | Hinota | HINOTA | 11 KV Bhaisa AG | Pipariya Raneh | 25 KVA RAJJU GALLE BHAISA | 25 KVA | 627
5347 | Damoh | Damoh North | Hinota | HINOTA | 11 KV Bhaisa AG | Hinmat Patti Raneh | 25 KVA DULHA DEV BHAISA | 63 KVA | 621
5348 | Damoh | Damoh North | Hinota | HINOTA | 11 KV Bhaisa AG | Pipariya Kirau | 25 KVA DULHA DEV HAR BHAISA | 25 KVA | 619
5349 | Damoh | Damoh North | Hinota | HINOTA | 11 KV Bhaisa AG | Hinmat Patti Raneh | 25 KVA NETA BHAISA | 25 KVA | 614
5350 | Damoh | Damoh North | Hinota | HINOTA | 11 KV Bhaisa AG | Hinmat Patti Raneh | 25 KVA AJAY BHAISA | 25 KVA | 611
5351 | Damoh | Damoh North | Hinota | HINOTA | 11 KV Bhaisa AG | Hinmat Patti Raneh | 25 KVA TOKAN RURYA BHAISA | 25 KVA | 603
5352 | Damoh | Damoh North | Hinota | HINOTA | 11 KV Bhaisa AG | Hinmat Patti Raneh | 25 KVA RAJJU PATEL BHAISA | 25 KVA | 599
5353 | Damoh | Damoh North | Hinota | HINOTA | 11 KV Bhaisa AG | Pipariya Kirau | 25 KVA KHIRA KA PIPARIYA | 25 KVA | 572
5354 | Damoh | Damoh North | Hinota | HINOTA | 11 KV Bhaisa AG | Pipariya Kirau | 25 KVA BRAJKISHOR PIPARIYA | 25 KVA | 566
5355 | Damoh | Damoh North | Hinota | HINOTA | 11 KV Bhaisa AG | Pipariya Kirau | 25 KVA RAHUL KHIRA PIPARIYA | 25 KVA | 557
5356 | Damoh | Damoh North | Hinota | HINOTA | 11 KV Bhaisa AG | Pipariya Kirau | 25 KVA BHARAT PATEL PIPARIYA | 25 KVA | 551
5357 | Damoh | Damoh North | Hinota | HINOTA | 11 KV Bhaisa AG | Pipariya Kirau | 100 KVA BANDNA PIPARIYA | 100 KVA | 540
5358 | Damoh | Damoh North | Hinota | HINOTA | 11 KV Bhaisa AG | Majhguwan Aman | 25 KVA ANEETA PIPARIYA | 25 KVA | 520
5359 | Damoh | Damoh North | Hinota | HINOTA | 11 KV Bhaisa AG | Majhguwan Aman | 63 KVA GOTIYA PIPARIYA | 63 KVA | 515
5360 | Damoh | Damoh North | Hinota | HINOTA | 11 KV Bhaisa AG | Hinota Kalan | 25 KVA RAMESH PATEL PIPARIYA | 25 KVA | 500
5361 | Damoh | Damoh North | Hinota | HINOTA | 11 KV Bhaisa AG | Majhguwan Aman | 25 KVA BHOLE WALA LAKHNA HAR | 25 KVA | 483
5362 | Damoh | Damoh North | Hinota | HINOTA | 11 KV Bhaisa AG | Niwai Mafi | 100 KVA BANDHA HAR HINOTA | 100 KVA | 473
5363 | Damoh | Damoh North | Hinota | HINOTA | 11 KV Bhaisa AG | Niwai Mafi | 25 KA SURESH PATEL HINOTA HAR | 25 KVA | 472
5364 | Damoh | Damoh North | Hinota | HINOTA | 11 KV Bhaisa AG | Niwai Mafi | 63 KVA LAKHNA HAR 2 HINOTA | 63 KVA | 468
5365 | Damoh | Damoh North | Hinota | HINOTA | 11 KV Bhaisa AG | Niwai Mafi | 25 KVA LAKHNA HAR HINOTA | 25 KVA | 450
5366 | Damoh | Damoh North | Hinota | HINOTA | 11 KV Bhaisa AG | Niwai Mafi | 63 KVA MAHENDRA KE KHET KE AAGE HINOTA | 63 KVA | 442
5367 | Damoh | Damoh North | Hinota | HINOTA | 11 KV Bhaisa AG | Sakor | 25 KVA BAKHRI WALE PIPARIYA HAR | 25 KVA | 427
5368 | Damoh | Damoh North | Hinota | HINOTA | 11 KV Bhaisa AG | Sakor | 25 KVA RELINCE TOWER BHAISA | 25 KVA | 412
5369 | Damoh | Damoh North | Hinota | HINOTA | 11 KV Bhaisa AG | Sakor | 25 KVA CHOKRYA KE GALLE ME BHAISA ROAD | 25 KVA | 411
5370 | Damoh | Damoh North | Hinota | HINOTA | 11 KV Bhaisa AG | Sakor | 25 KVA PETROL PUMP KE AAGE BHAISA ROAD | 25 KVA | 407
5371 | Damoh | Damoh North | Hinota | HINOTA | 11 KV Bhaisa AG | Sankuiya | 25 KVA BHATRIYA HAR SANKUIYA | 25 KVA | 396
5372 | Damoh | Damoh North | Hinota | HINOTA | 11 KV Bhaisa AG | Sankuiya | 63 KVA NARMADA SANKUIYA HAR | 63 KVA | 393
5373 | Damoh | Damoh North | Hinota | HINOTA | 11 KV Bhaisa AG | Sankuiya | 25 KVA LATORI NAMDEV SANKUIYA | 25 KVA | 389
5374 | Damoh | Damoh North | Hinota | HINOTA | 11 KV Bhaisa AG | Sankuiya | 63 KVA SANKUIYA HAR 3 | 63 KVA | 377
5375 | Damoh | Damoh North | Hinota | HINOTA | 11 KV Bhaisa AG | Sankuiya | 25 KVA SANKUIYA HAR2 | 25 KVA | 370
5376 | Damoh | Damoh North | Hinota | HINOTA | 11 KV Bhaisa AG | Sankuiya | 25 KVA SANKUIYA HAR | 25 KVA | 367
5377 | Damoh | Damoh North | Hinota | HINOTA | 11 KV Bhaisa AG | Sankuiya | 25 KVA BALCHAND PATEL SANKUYA | 25 KVA | 361
5378 | Damoh | Damoh North | Hinota | HINOTA | 11 KV Bhaisa AG | Ghutariya | 25 KV BANDHA MEN ROAD NIWI ROAD | 25 KVA | 355
5379 | Damoh | Damoh North | Hinota | HINOTA | 11 KV Bhaisa AG | Ghutariya | 25 KAY NIWAI | 25 KVA | 350
5380 | Damoh | Damoh North | Hinota | HINOTA | 11 KV Bhaisa AG | Niwai Mafi | 25 KVA KASTOR WALA | 25 KVA | 342
5381 | Damoh | Damoh North | Hinota | HINOTA | 11 KV Bhaisa AG | Niwai Mafi | 25 KVA MUNNA ASATI HINOTA | 25 KVA | 337
5382 | Damoh | Damoh North | Hinota | HINOTA | 11 KV Bhaisa AG | Niwai Mafi | 25 KVA RAJA WALA HINOTA | 25 KVA | 335
5383 | Damoh | Damoh North | Hinota | HINOTA | 11 KV Bhaisa AG | Niwai Mafi | 25 KVA GHUTARIYA | 25 KVA | 325
5384 | Damoh | Damoh North | Hinota | HINOTA | 11 KV Bhaisa AG | Niwai Mafi | 63 KVA HAAR WALA NIWAI | 63 KVA | 324
5385 | Damoh | Damoh North | Hinota | HINOTA | 11 KV Bhaisa AG | Ghutariya | 25 KVA JALI RAJAK NIWAI | 25 KVA | 318
5386 | Damoh | Damoh North | Hinota | HINOTA | 11 KV Bhaisa AG | Ghutariya | 100 KVA BANDHA KE PAS NIWAI | 100 KVA | 311
5387 | Damoh | Damoh North | Hinota | HINOTA | 11 KV Bhaisa AG | Ghutariya | 25 KVA ATHYA NIWAI | 25 KVA | 304
5388 | Damoh | Damoh North | Hinota | HINOTA | 11 KV Bhaisa AG | Ghutariya | 25 KVA HINOTA TIWARI NIWAI ROAD | 25 KVA | 294
5389 | Damoh | Damoh North | Hinota | HINOTA | 11 KV Bhaisa AG | Ghur Kheda | 25 KVA MEN ROAD HINOTA | 25 KVA | 282
5390 | Damoh | Damoh North | Hinota | HINOTA | 11 KV Bhaisa AG | Ghur Kheda | 100 KHARE KE PAS SAKOR | 100 KVA | 279
5391 | Damoh | Damoh North | Hinota | HINOTA | 11 KV Bhaisa AG | Purena Kanti | 25 KVA SUNDER DAHAT SAKOR | 25 KVA | 271
5392 | Damoh | Damoh North | Hinota | HINOTA | 11 KV Bhaisa AG | Ghur Kheda | 25 KVA PATEL KAY SAKOR | 25 KVA | 264
5393 | Damoh | Damoh North | Hinota | HINOTA | 11 KV Bhaisa AG | Ghur Kheda | 25 KVA UMESH TIWARI SAKOR | 25 KVA | 262
5394 | Damoh | Damoh North | Hinota | HINOTA | 11 KV Bhaisa AG | Ghur Kheda | 63 KVA KANTI HAAR SAKOR | 63 KVA | 252
5395 | Damoh | Damoh North | Hinota | HINOTA | 11 KV Bhaisa AG | Sakor | 25 KVA SAHU KE KHET ME PADRI | 25 KVA | 246
5396 | Damoh | Damoh North | Hinota | HINOTA | 11 KV Bhaisa AG | Sakor | 25 KVA HINOTA HAR BADDE PADRI | 25 KVA | 241
5397 | Damoh | Damoh North | Hinota | HINOTA | 11 KV Bhaisa AG | Padri Bhagant | 25 KVA KOSHAL MAHRAJ PADRI | 25 KVA | 237
5398 | Damoh | Damoh North | Hinota | HINOTA | 11 KV Bhaisa AG | Padri Bhagant | 25 KVA PURAINA HAR | 25 KVA | 231
5399 | Damoh | Damoh North | Hinota | HINOTA | 11 KV Bhaisa AG | Padri Bhagant | 25 KVA MADA SAKOR HAR | 100 KVA | 226
5401 | Damoh | Damoh North | Hinota | HINOTA | 11 KV Bhaisa AG | Ghur Kheda | 25 KVA PATEL KE KHET ME PADRI BHAGUNT | 25 KVA | 209
5402 | Damoh | Damoh North | Hinota | HINOTA | 11 KV Bhaisa AG | Ghur Kheda | 63 KVA MANDIR KE AGE PADRI BHAGUNT | 63 KVA | 204
5403 | Damoh | Damoh North | Hinota | HINOTA | 11 KV Bhaisa AG | Nimarmunda | 25 KVA SOHAN KACHH GHURKHERA | 25 KVA | 195
5404 | Damoh | Damoh North | Hinota | HINOTA | 11 KV Bhaisa AG | Nimarmunda | 25 KVA NIMURMUNDA ROAD GHUTARIYA | 63 KVA | 191
5405 | Damoh | Damoh North | Hinota | HINOTA | 11 KV Bhaisa AG | Nimarmunda | 100 KVA KACHWARA GHURKHERA | 100 KVA | 187
5406 | Damoh | Damoh North | Hinota | HINOTA | 11 KV Bhaisa AG | Nimarmunda | 25 KVA LAPPI SONI GHUTARIYA | 25 KVA | 183
5407 | Damoh | Damoh North | Hinota | HINOTA | 11 KV Bhaisa AG | Nimarmunda | 100 KVA SIMRA HAR NIMURMUNDA | 100 KVA | 180
5408 | Damoh | Damoh North | Hinota | HINOTA | 11 KV Bhaisa AG | Sankuiya | 25 KVA SAGRA HAR NIMURMUNDA | 25 KVA | 177
5409 | Damoh | Damoh North | Hinota | HINOTA | 11 KV Bhaisa AG | Sankuiya | 63 KVA TALAB KE PAS NIMURMUNDA | 63 KVA | 174
5410 | Damoh | Damoh North | Hinota | HINOTA | 11 KV Bhaisa AG | Nimarmunda | 25 KVA SAHAB SINGH NIMURMUNDA | 25 KVA | 171
5411 | Damoh | Damoh North | Hinota | HINOTA | 11 KV Bhaisa AG | Nimarmunda | 25 KVA ANWER KHAN NIMURMUNDA | 25 KVA | 164
5412 | Damoh | Damoh North | Hinota | HINOTA | 11 KV Bhaisa AG | Nimarmunda | 25 KVA MAHUA KE PAS NIMURMUNDA | 25 KVA | 162
5413 | Damoh | Damoh North | Hinota | HINOTA | 11 KV Bhaisa AG | Nimarmunda | 25 KVA NEERAJ SINGH NIMARMUNDA | 25 KVA | 157
5414 | Damoh | Damoh North | Hinota | HINOTA | 11 KV Bhaisa AG | Nimarmunda | 25 KVA JALAM KHAN NIMARMUNDA | 25 KVA | 152
5415 | Damoh | Damoh North | Hinota | HINOTA | 11 KV Bhaisa AG | Nimarmunda | 25 KVA KADARE KHAN NIMARMUNDA | 25 KVA | 148
5416 | Damoh | Damoh North | Hinota | HINOTA | 11 KV Bhaisa AG | Nimarmunda | 25 KVA KHAN GHUTRIYA HAR NIMARMUNDA | 25 KVA | 145
5417 | Damoh | Damoh North | Hinota | HINOTA | 11 KV Bhaisa AG | Ghutariya | 25 KVA RAMSWROOP GHUTARIYA | 25 KVA | 139
5418 | Damoh | Damoh North | Hinota | HINOTA | 11 KV Bhaisa AG | Ghutariya | 25 KVA BHAJAN GHUTRIYA | 25 KVA | 138
5419 | Damoh | Damoh North | Hinota | HINOTA | 11 KV Bhaisa AG | Karaiya Joshi | 25 KVA HATTA ROAD HARDUA SADAK | 25 KVA | 132
5420 | Damoh | Damoh North | Hinota | HINOTA | 11 KV Bhaisa AG | Sankuiya | 25 KVA MUDA WALA HARDUA SADAK | 25 KVA | 129
5421 | Damoh | Damoh North | Hinota | HINOTA | 11 KV Bhaisa AG | Sankuiya | 100 KVA BASTI KE PAS HARDUA SADAK | 100 KVA | 125
5422 | Damoh | Damoh North | Hinota | HINOTA | 11 KV Bhaisa AG | Harduwa sadak | 25 KVA SCHOOL KE AAGE HARDUA SADAK | 25 KVA | 121
5423 | Damoh | Damoh North | Hinota | HINOTA | 11 KV Bhaisa AG | Harduwa sadak | 63 KVA DHAVA KE PAS HARDUA SADAK | 63 KVA | 115
5424 | Damoh | Damoh North | Hinota | HINOTA | 11 KV Bhaisa AG | Harduwa sadak | 25 KVA MEN ROAD HARDUA SADAK | 25 KVA | 109
5425 | Damoh | Damoh North | Hinota | HINOTA | 11 KV Bhaisa AG | Harduwa sadak | 63 KVA CHAKKI KE SAMNE GHUTARIYA | 63 KVA | 104
5426 | Damoh | Damoh North | Hinota | HINOTA | 11 KV Bhaisa AG | Nimarmunda | 63 KVA BASTI KE BAAHAR GHUTRIYA | 63 KVA | 95
5427 | Damoh | Damoh North | Hinota | HINOTA | 11 KV Bhaisa AG | Nimarmunda | 25 KVA RAMSWROOP GHUTARIYA | 25 KVA | 94
5428 | Damoh | Damoh North | Hinota | HINOTA | 11 KV Bhaisa AG | Nimarmunda | 25 KVA GANGA RAM PATEL GHUTRARIYA | 25 KVA | 92
5429 | Damoh | Damoh North | Hinota | HINOTA | 11 KV Bhaisa AG | Nimarmunda | 25 KVA BRAJESH PATEL GHUTARIYA | 25 KVA | 86
5430 | Damoh | Damoh North | Hinota | HINOTA | 11 KV Bhaisa AG | Nimarmunda | 25 KVA BABA JI KE KHET PAS GHUTARIYA | 25 KVA | 81
5431 | Damoh | Damoh North | Hinota | HINOTA | 11 KV Bhaisa AG | Nimarmunda | 100 KVA MADHAV KE KHET GHUTARIYA | 100 KVA | 80
5432 | Damoh | Damoh North | Hinota | HINOTA | 11 KV Bhaisa AG | Nimarmunda | 25 KVA KACHYANA GHUTRIYA | 25 KVA | 78
5433 | Damoh | Damoh North | Hinota | HINOTA | 11 KV Bhaisa AG | Nimarmunda | 25 KVA RAMU SEN GHUTARIYA | 25 KVA | 76
5434 | Damoh | Damoh North | Hinota | HINOTA | 11 KV Bhaisa AG | Ghutariya | 25 KVA RAMESHWER PATEL GHUTARIYA | 25 KVA | 75
5435 | Damoh | Damoh North | Hinota | HINOTA | 11 KV Bhaisa AG | Ghutariya | 25 KVA DEVENDRA PATEL GHUTARIYA | 25 KVA | 73
5436 | Damoh | Damoh North | Hinota | HINOTA | 11 KV Bhaisa AG | Ghutariya | 25 KVA MADHAV KE GHAR KE AAGE GHUTARIYA | 25 KVA | 58
5437 | Damoh | Damoh North | Hinota | HINOTA | 11 KV Bhaisa AG | Ghur Kheda | 63 KVA PRIMARY SCHOOL KE AAGE GHURKHERA | 63 KVA | 53
5438 | Damoh | Damoh North | Hinota | HINOTA | 11 KV Bhaisa AG | Ghur Kheda | 25 KVA KACHHI GHURKHERA | 25 KVA | 45
5439 | Damoh | Damoh North | Hinota | HINOTA | 11 KV Bhaisa AG | Ghur Kheda | 25 KVA ASATI KE KHET HINOTA | 25 KVA | 38
5440 | Damoh | Damoh North | Hinota | HINOTA | 11 KV Bhaisa AG | Sakor | 25 KVA KATARE MAHRAJ SAKOR | 25 KVA | 30
5441 | Damoh | Damoh North | Hinota | HINOTA | 11 KV Bhaisa AG | Sakor | 25 KVA KALARI KE AGE HINOTA | 25 KVA | 22
5442 | Damoh | Damoh North | Hinota | HINOTA | 11 KV Bhaisa AG | Sakor | 25 KVA HOSPITAL KE PEECHE HINOTA | 25 KVA | 18
5443 | Damoh | Damoh North | Hinota | HINOTA | 11 KV Bhaisa AG | Sakor | 25 KVA JIO TOWER HINOTA | 25 KVA | 10
5444 | Damoh | Damoh North | Hinota | HINOTA | 11 KV Muhrai DL | Ramtalaiya | BASTI RAMTALAIAYA | 63 KVA | 1244
5445 | Damoh | Damoh North | Hinota | HINOTA | 11 KV Muhrai DL | Ramtalaiya | TIDINI TAPRAN BASTI | 63 KVA | 1225
5446 | Damoh | Damoh North | Hinota | HINOTA | 11 KV Muhrai DL | Kachnari | TAPRAN AHIRWAR KACHNARI | 100 KVA | 1215
5447 | Damoh | Damoh North | Hinota | HINOTA | 11 KV Muhrai DL | Muhrai Hatta | DADPUR TIGADDA 2 MUHRAI | 25 KVA | 1203
5448 | Damoh | Damoh North | Hinota | HINOTA | 11 KV Muhrai DL | Muhrai Hatta | DADPUR TIGADDA1 MUHRAI | 25 KVA | 1202
5449 | Damoh | Damoh North | Hinota | HINOTA | 11 KV Muhrai DL | Muhrai Hatta | HARIJAN TAPRAN MUHRAI | 25 KVA | 1188
5450 | Damoh | Damoh North | Hinota | HINOTA | 11 KV Muhrai DL | Muhrai Hatta | TAPRAN KUMAR MUHALLA MUHRAI | 25 KVA | 1187
5451 | Damoh | Damoh North | Hinota | HINOTA | 11 KV Muhrai DL | Muhrai Hatta | TAPRAN 1 MUHRAI | 25 KVA | 1184
5452 | Damoh | Damoh North | Hinota | HINOTA | 11 KV Muhrai DL | Muhrai Hatta | 25 KVA GAV KE BAAHAR MUHRAI | 25 KVA | 1174
5453 | Damoh | Damoh North | Hinota | HINOTA | 11 KV Muhrai DL | Muhrai Hatta | 100 KVA GEERISH MOHALLA MUHRAI | 100 KVA | 1171
5454 | Damoh | Damoh North | Hinota | HINOTA | 11 KV Muhrai DL | Muhrai Hatta | 63 KVA SCHOOL KE PAS MUHRAI | 63 KVA | 1170
5455 | Damoh | Damoh North | Hinota | HINOTA | 11 KV Muhrai DL | Muhrai Hatta | 100KVA BASTI KE PAS | 100 KVA | 1169
5456 | Damoh | Damoh North | Hinota | HINOTA | 11 KV Muhrai DL | Muhrai Hatta | GUDARE KE GALLE PAS MUHRAI | 25 KVA | 1168
5457 | Damoh | Damoh North | Hinota | HINOTA | 11 KV Muhrai DL | Muhrai Hatta | AIRTEL TOWER MUHRAI | 25 KVA | 1167
5458 | Damoh | Damoh North | Hinota | HINOTA | 11 KV Muhrai DL | Muhrai Hatta | PATEL KE GALLE PAS MUHRAI | 25 KVA | 1166
5459 | Damoh | Damoh North | Hinota | HINOTA | 11 KV Muhrai DL | Muhrai Hatta | TENT WALA KE GHAR PAS MUHRAI | 25 KVA | 1165
5460 | Damoh | Damoh North | Hinota | HINOTA | 11 KV Muhrai DL | Muhrai Hatta | RAJESH CHAKKI WALA MUHRAI | 25 KVA | 1160
5461 | Damoh | Damoh North | Hinota | HINOTA | 11 KV Muhrai DL | Muhrai Hatta | MUHRAI BASTI | 25 KVA | 1158
5462 | Damoh | Damoh North | Hinota | HINOTA | 11 KV Muhrai DL | Muhrai Hatta | MUHRAI BASTI 2 | 63 KVA | 1157
5463 | Damoh | Damoh North | Hinota | HINOTA | 11 KV Muhrai DL | Kachnari | TAPRAN KACHNARI | 25 KVA | 1065
5464 | Damoh | Damoh North | Hinota | HINOTA | 11 KV Muhrai DL | Kachnari | IN FRONT HIGH SCHOOL KACHNARI | 63 KVA | 1059
5465 | Damoh | Damoh North | Hinota | HINOTA | 11 KV Muhrai DL | Kachnari | HARIJAN BASTIKE PAS KACHNARI | 25 KVA | 1055
5466 | Damoh | Damoh North | Hinota | HINOTA | 11 KV Muhrai DL | Kachnari | UPADHYAY MUHALLA KACHNARI | 25 KVA | 1038
5467 | Damoh | Damoh North | Hinota | HINOTA | 11 KV Muhrai DL | Kachnari | PATHAK KE GHAR PAS | 63 KVA | 1033
5468 | Damoh | Damoh North | Hinota | HINOTA | 11 KV Muhrai DL | Kachnari | PHE WALA KACHNARI | 25 KVA | 1028
5469 | Damoh | Damoh North | Hinota | HINOTA | 11 KV Muhrai DL | Bhunguwan | NONE SINGH GHAR PAS | 25 KVA | 997
5470 | Damoh | Damoh North | Hinota | HINOTA | 11 KV Muhrai DL | Budwar | 25 KVA RELIANCE JIO BUDWAR | 25 KVA | 994
5471 | Damoh | Damoh North | Hinota | HINOTA | 11 KV Muhrai DL | Bhunguwan | PETROL PUMP NAKTI | 25 KVA | 980
5472 | Damoh | Damoh North | Hinota | HINOTA | 11 KV Muhrai DL | Hinota Kalan | 25 KVA GAV KACHNARI | 25 KVA | 950
5473 | Damoh | Damoh North | Hinota | HINOTA | 11 KV Muhrai DL | Barkhera Kalar | 25 KVA MARGHATA WALA BARKHERA | 25 KVA | 1280
5474 | Damoh | Damoh North | Hinota | HINOTA | 11 KV Muhrai DL | Barkhera Kalar | 63 KVA HARIJAN BASTI BARKHERA | 63 KVA | 1284
5475 | Damoh | Damoh North | Hinota | HINOTA | 11 KV Muhrai DL | Barkhera Kalar | 63 KVA SARPACH MOHALLA BARKHERA KALAR | 63 KVA | 1288
5476 | Damoh | Damoh North | Hinota | HINOTA | 11 KV Muhrai DL | Barkhera Kalar | MANDIR WALA BARKHERA | 100 KVA | 1296
5477 | Damoh | Damoh North | Hinota | HINOTA | 11 KV Muhrai AG | Muhrai Hatta | 25 KVA SURENDRA KAY MUHRAI | 25 KVA | 562
5478 | Damoh | Damoh North | Hinota | HINOTA | 11 KV Muhrai AG | Sujantalaiya | 25 KVA PATEL KAY MUHRAI | 25 KVA | 560
5479 | Damoh | Damoh North | Hinota | HINOTA | 11 KV Muhrai AG | Muhrai Hatta | 25 KVA NARMADA PATEL MUHRAI | 25 KVA | 543
5480 | Damoh | Damoh North | Hinota | HINOTA | 11 KV Muhrai AG | Muhrai Hatta | 25 KVA SURAJ AHIRWAR MUHRAI | 25 KVA | 533
5481 | Damoh | Damoh North | Hinota | HINOTA | 11 KV Muhrai AG | Muhrai Hatta | 25 KVA BAIRAGAN MATA KACHNARIRI | 25 KVA | 532
5482 | Damoh | Damoh North | Hinota | HINOTA | 11 KV Muhrai AG | Muhrai Hatta | 25 KVA GOVIND PATEL 2 MUHRAI | 25 KVA | 528
5483 | Damoh | Damoh North | Hinota | HINOTA | 11 KV Muhrai AG | Muhrai Hatta | 25 KVA HAR BICHUA | 25 KVA | 523
5484 | Damoh | Damoh North | Hinota | HINOTA | 11 KV Muhrai AG | Muhrai Hatta | 25 KVA GOLU PATAIRIYA MUHRAI | 25 KVA | 520
5485 | Damoh | Damoh North | Hinota | HINOTA | 11 KV Muhrai AG | Muhrai Hatta | 25 KVA KAMODA MUHRAI | 25 KVA | 511
5486 | Damoh | Damoh North | Hinota | HINOTA | 11 KV Muhrai AG | Muhrai Hatta | 25 KVA KHARE WALA MUHRAI | 25 KVA | 504
5487 | Damoh | Damoh North | Hinota | HINOTA | 11 KV Muhrai AG | Muhrai Hatta | 25 KVA GUDARE 2 MUHRAI | 25 KVA | 503
5488 | Damoh | Damoh North | Hinota | HINOTA | 11 KV Muhrai AG | Muhrai Hatta | 25 KVA ANTU MUHRAI | 25 KVA | 501
5489 | Damoh | Damoh North | Hinota | HINOTA | 11 KV Muhrai AG | Muhrai Hatta | 25 KVA DASRTA MUHRAI | 25 KVA | 498
5490 | Damoh | Damoh North | Hinota | HINOTA | 11 KV Muhrai AG | Muhrai Hatta | 25 KVA KODI CHAMAR MUHRAI | 25 KVA | 492
5491 | Damoh | Damoh North | Hinota | HINOTA | 11 KV Muhrai AG | Muhrai Hatta | 25 KVA KURE SEN MUHRAI | 25 KVA | 483
5492 | Damoh | Damoh North | Hinota | HINOTA | 11 KV Muhrai AG | Pipariya Dhyandas | 25 KVA RAJU ATHYA MUHRAI | 25 KVA | 459
5493 | Damoh | Damoh North | Hinota | HINOTA | 11 KV Muhrai AG | Pipariya Dhyandas | 25 KVA HAR BICHUA | 25 KVA | 454
5494 | Damoh | Damoh North | Hinota | HINOTA | 11 KV Muhrai AG | Pipariya Dhyandas | 25 KVA GOVIND GUDARE MUHRAI | 25 KVA | 447
5495 | Damoh | Damoh North | Hinota | HINOTA | 11 KV Muhrai AG | Pipariya Dhyandas | 25 KVA RAMAASRE MUHRAI | 25 KVA | 445
5496 | Damoh | Damoh North | Hinota | HINOTA | 11 KV Muhrai AG | Tidni Kachnari | 25 KVA JAGDISH PATEL MUHRAI | 25 KVA | 438
5497 | Damoh | Damoh North | Hinota | HINOTA | 11 KV Muhrai AG | Tidni Kachnari | 25 KA SEETARAM PATEL MUHRAI | 25 KVA | 437
5498 | Damoh | Damoh North | Hinota | HINOTA | 11 KV Muhrai AG | Tidni Kachnari | 25 KVA RAJU PATEL MUHRAI | 25 KVA | 432
5499 | Damoh | Damoh North | Hinota | HINOTA | 11 KV Muhrai AG | Pipariya Dhyandas | 25 KVA HARINARAYAN MUHRAI | 25 KVA | 419
5500 | Damoh | Damoh North | Hinota | HINOTA | 11 KV Muhrai AG | Tidni Kachnari | 25 KVA GOPAL PATEL MUHRAI | 25 KVA | 415
5501 | Damoh | Damoh North | Hinota | HINOTA | 11 KV Muhrai AG | Tidni Kachnari | 100 KVA KICHA NALA MUHRAI | 100 KVA | 409
5502 | Damoh | Damoh North | Hinota | HINOTA | 11 KV Muhrai AG | Pipariya Dhyandas | 25 KVA HAR TIDNI | 25 KVA | 408
5503 | Damoh | Damoh North | Hinota | HINOTA | 11 KV Muhrai AG | Pipariya Dhyandas | 25 KVA RAM KISHUN MUHRAI | 25 KVA | 405
5504 | Damoh | Damoh North | Hinota | HINOTA | 11 KV Muhrai AG | Tidni Kachnari | 25 KVA BALRAM PATEL MUHRAI | 25 KVA | 402
5505 | Damoh | Damoh North | Hinota | HINOTA | 11 KV Muhrai AG | Tidni Kachnari | 25 KVA ROSHAN PATEL MUHRAI | 25 KVA | 398
5506 | Damoh | Damoh North | Hinota | HINOTA | 11 KV Muhrai AG | Bhunguwan | 25 KVA GARG KE SAMNE NAKTI | 25 KVA | 386
5507 | Damoh | Damoh North | Hinota | HINOTA | 11 KV Muhrai AG | Bhunguwan | 25 KVA ANNU GARG KE SAMNE NAKTI | 25 KVA | 379
5508 | Damoh | Damoh North | Hinota | HINOTA | 11 KV Muhrai AG | Kachnari | 25 KVA HAJRI KOTWAL KAY KACHNARI | 25 KVA | 375
5509 | Damoh | Damoh North | Hinota | HINOTA | 11 KV Muhrai AG | Kachnari | 25 KVA ROAD KE PAS KACHNARI | 25 KVA | 367
5510 | Damoh | Damoh North | Hinota | HINOTA | 11 KV Muhrai AG | Kachnari | 25 KVA TEEKARAM PRAJAPATI KAY PIIPARIYA DHYANDAS | 25 KVA | 365
5511 | Damoh | Damoh North | Hinota | HINOTA | 11 KV Muhrai AG | Kachnari | 25 KVA IMRAT PATEL PIPARIYA DHYANDAS | 25 KVA | 362
5512 | Damoh | Damoh North | Hinota | HINOTA | 11 KV Muhrai AG | Pipariya Dhyandas | 25 KVA ROSHAN PATEL BICHUA | 25 KVA | 361
5513 | Damoh | Damoh North | Hinota | HINOTA | 11 KV Muhrai AG | Kachnari | 25 KVA RAKESH SHARMA KAY TIDNI TAPRAN | 25 KVA | 346
5514 | Damoh | Damoh North | Hinota | HINOTA | 11 KV Muhrai AG | Kachnari | 25 KVA GAJENDRA SINGH TIDNI MOD KACHNARI | 25 KVA | 344
5515 | Damoh | Damoh North | Hinota | HINOTA | 11 KV Muhrai AG | Kachnari | 25 KVA CHANDAN SINGH TIDNI HAR KACHNARI | 25 KVA | 338
5516 | Damoh | Damoh North | Hinota | HINOTA | 11 KV Muhrai AG | Kachnari | 25 KVA MAGAN KAY TIDNI MOD | 25 KVA | 322
5517 | Damoh | Damoh North | Hinota | HINOTA | 11 KV Muhrai AG | Ramtalaiya | 25 KVA DILEEP SINGH RAMTALAIYA | 25 KVA | 310
5518 | Damoh | Damoh North | Hinota | HINOTA | 11 KV Muhrai AG | Tidni Kachnari | 25 KVA SIDHDHU CHAMAR TIDNI HAR | 25 KVA | 303
5519 | Damoh | Damoh North | Hinota | HINOTA | 11 KV Muhrai AG | Ramtalaiya | 25 KVA MUNU GARG TIDNI HAR | 25 KVA | 299
5520 | Damoh | Damoh North | Hinota | HINOTA | 11 KV Muhrai AG | Ramtalaiya | 25 KVA DHARAM PATEL TIDNI HAR | 25 KVA | 293
5521 | Damoh | Damoh North | Hinota | HINOTA | 11 KV Muhrai AG | Ramtalaiya | 25 KVA DTR DALLU CHOKRYA TIDNI HAAR | 25 KVA | 292
5522 | Damoh | Damoh North | Hinota | HINOTA | 11 KV Muhrai AG | Ramtalaiya | 25 KVA RUP SINGH HAARRAMTALAIYA | 25 KVA | 287
5523 | Damoh | Damoh North | Hinota | HINOTA | 11 KV Muhrai AG | Ramtalaiya | 25 KVA GARG KAY TIDNI TAPRAN | 25 KVA | 286
5524 | Damoh | Damoh North | Hinota | HINOTA | 11 KV Muhrai AG | Ramtalaiya | 25 KVA RAM KISHOR AADIWASI RAMTALAIYA | 25 KVA | 285
5525 | Damoh | Damoh North | Hinota | HINOTA | 11 KV Muhrai AG | Ramtalaiya | 25 KVA RAMKISHOR CHODHRY RAMTALAIYA | 25 KVA | 276
5526 | Damoh | Damoh North | Hinota | HINOTA | 11 KV Muhrai AG | Ramtalaiya | 100 KVA LATKARI DULAIYA | 100 KVA | 267
5527 | Damoh | Damoh North | Hinota | HINOTA | 11 KV Muhrai AG | Ramtalaiya | PAMMA CHODHRI RAMTALAIYA | 25 KVA | 263
5528 | Damoh | Damoh North | Hinota | HINOTA | 11 KV Muhrai AG | Tidni Kachnari | 25 KVA KALYAN SINGH MUHRAI HAR | 25 KVA | 258
5529 | Damoh | Damoh North | Hinota | HINOTA | 11 KV Muhrai AG | Tidni Kachnari | 100 KVA GOLI MAHRAJ MUHRAI HAR | 100 KVA | 257
5530 | Damoh | Damoh North | Hinota | HINOTA | 11 KV Muhrai AG | Tidni Kachnari | 25 KVA BAKEEL WALA MUHRAI HAR | 25 KVA | 249
5531 | Damoh | Damoh North | Hinota | HINOTA | 11 KV Muhrai AG | Tidni Kachnari | 25 KVA GIRDHARI DAHYAT TIDNI HAR MUHRAI | 25 KVA | 246
5532 | Damoh | Damoh North | Hinota | HINOTA | 11 KV Muhrai AG | Tidni Kachnari | 25 KVA MAHESH KORI TIDNI HAR | 25 KVA | 243
5533 | Damoh | Damoh North | Hinota | HINOTA | 11 KV Muhrai AG | Tidni Kachnari | 25 KVA DEVI SAHU TIDNI HAAR | 25 KVA | 241
5534 | Damoh | Damoh North | Hinota | HINOTA | 11 KV Muhrai AG | Tidni Kachnari | 25 KVA BHAGVAN DAS KAY TIDNI KACHNAREE HAAR | 25 KVA | 238
5535 | Damoh | Damoh North | Hinota | HINOTA | 11 KV Muhrai AG | Ramtalaiya | 25 KVA BABBU LAL | 25 KVA | 232
5536 | Damoh | Damoh North | Hinota | HINOTA | 11 KV Muhrai AG | Ramtalaiya | 25 KVA RAGVEER TIUDNI | 25 KVA | 230
5537 | Damoh | Damoh North | Hinota | HINOTA | 11 KV Muhrai AG | Kachnari | 25 KVA PAPPU SINGH TIDNI | 25 KVA | 229
5538 | Damoh | Damoh North | Hinota | HINOTA | 11 KV Muhrai AG | Ramtalaiya | 25 KVA DUKHIYA AHIRWAR TIDNI | 25 KVA | 223
5539 | Damoh | Damoh North | Hinota | HINOTA | 11 KV Muhrai AG | Ramtalaiya | 25 KVA TIDNI HAR KE PAS TIDNI | 25 KVA | 218
5540 | Damoh | Damoh North | Hinota | HINOTA | 11 KV Muhrai AG | Ramtalaiya | 25 KVA BEERENDRA CHOKREYA | 25 KVA | 217
5541 | Damoh | Damoh North | Hinota | HINOTA | 11 KV Muhrai AG | Ramtalaiya | 25 KVAKHILAN PATEL | 25 KVA | 199
5542 | Damoh | Damoh North | Hinota | HINOTA | 11 KV Muhrai AG | Ramtalaiya | 25 KVA TIDNI HAR TIDNI | 25 KVA | 191
5543 | Damoh | Damoh North | Hinota | HINOTA | 11 KV Muhrai AG | Ramtalaiya | 25 KVA RAMOTAR UPADHYAY KACHNARI | 25 KVA | 188
5544 | Damoh | Damoh North | Hinota | HINOTA | 11 KV Muhrai AG | Ramtalaiya | 25 KVA BADI BAHU KAY KACHNARI | 25 KVA | 186
5545 | Damoh | Damoh North | Hinota | HINOTA | 11 KV Muhrai AG | Ramtalaiya | 25 KVA JEVRAJ SINGH KACHNARI TIDNI | 25 KVA | 177
5546 | Damoh | Damoh North | Hinota | HINOTA | 11 KV Muhrai AG | Kachnari | 25 KVA GAV KE PAS KACHNARI | 25 KVA | 148
5547 | Damoh | Damoh North | Hinota | HINOTA | 11 KV Muhrai AG | Barkhera Kalar | 25 KVA PARSOTAM UPADHAYA KACHNARI | 25 KVA | 144
5548 | Damoh | Damoh North | Hinota | HINOTA | 11 KV Muhrai AG | Barkhera Kalar | 25 KVA AHIRWAR TRIVAL KACHNARI | 25 KVA | 138
5549 | Damoh | Damoh North | Hinota | HINOTA | 11 KV Muhrai AG | Barkhera Kalar | 25 KVA SEN KAY KACHNARI | 25 KVA | 131
5550 | Damoh | Damoh North | Hinota | HINOTA | 11 KV Muhrai AG | Kachnari | 25 KVA BANDU UPADHYAY TIDNI | 25 KVA | 121
5551 | Damoh | Damoh North | Hinota | HINOTA | 11 KV Muhrai AG | Kachnari | 25 KVA BANDU UPADHAYA KACHNARI | 25 KVA | 119
5552 | Damoh | Damoh North | Hinota | HINOTA | 11 KV Muhrai AG | Kachnari | 25 KVA RAVINDRA SINGH KAY KACHNARI | 25 KVA | 117
5553 | Damoh | Damoh North | Hinota | HINOTA | 11 KV Muhrai AG | Bhunguwan | 25 KVA NONE KE GHAR PAS NAKTI | 25 KVA | 88
5554 | Damoh | Damoh North | Hinota | HINOTA | 11 KV Muhrai AG | Kachnari | 25 KVA BAJAJ KAY HINOTA | 25 KVA | 80
5555 | Damoh | Damoh North | Hinota | HINOTA | 11 KV Muhrai AG | Hinota Kalan | 25 KVA DWARAKA KAY HINOTA | 25 KVA | 69
5556 | Damoh | Damoh North | Hinota | HINOTA | 11 KV Muhrai AG | Barkhera Kalar | 25 KVA KUSHMARIYA KAY HINOTA | 25 KVA | 57
5557 | Damoh | Damoh North | Hinota | HINOTA | 11 KV Muhrai AG | Barkhera Kalar | 25 KVA KESH KUMARI KAY HINOTA | 25 KVA | 53
5558 | Damoh | Damoh North | Hinota | HINOTA | 11 KV Muhrai AG | Barkhera Kalar | 25 KVA JAGAT SINGH KAY HINOTA | 25 KVA | 44
5559 | Damoh | Damoh North | Hinota | HINOTA | 11 KV Muhrai AG | Hinota Kalan | 25 KVA KAY BAINATH JOSHI HINOTA | 25 KVA | 36
5560 | Damoh | Damoh North | Hinota | HINOTA | 11 KV Muhrai AG | Bhunguwan | 25 KVA KAY BHAJJU NAKTI | 25 KVA | 745
5561 | Damoh | Damoh North | Hinota | HINOTA | 11 KV Muhrai AG | Tidni Kachnari | 25 KVA RAMLAL MUHRAI | 25 KVA | 741
5562 | Damoh | Damoh North | Hinota | HINOTA | 11 KV Muhrai AG | Tidni Kachnari | 25 KVA RAJDHAR PATEL MUHRAI | 25 KVA | 732
5563 | Damoh | Damoh North | Hinota | HINOTA | 11 KV Muhrai AG | Tidni Kachnari | 25 KVA MAYARAM PATEL BICHUA | 25 KVA | 730
5564 | Damoh | Damoh North | Hinota | HINOTA | 11 KV Muhrai AG | Tidni Kachnari | 25 KVA DHARAM PATEL | 25 KVA | 722
5565 | Damoh | Damoh North | Hinota | HINOTA | 11 KV Muhrai AG | Pipariya Dhyandas | 25 KVA LOKMAN PATEL BICHHUA | 25 KVA | 719
5566 | Damoh | Damoh North | Hinota | HINOTA | 11 KV Muhrai AG | Pipariya Dhyandas | 25 KVA AHRWAR BICHUA | 25 KVA | 717
5567 | Damoh | Damoh North | Hinota | HINOTA | 11 KV Muhrai AG | Pipariya Dhyandas | 25 KVA BHBUDI PATEL BICHUA | 25 KVA | 708
5568 | Damoh | Damoh North | Hinota | HINOTA | 11 KV Muhrai AG | Pipariya Dhyandas | 100 KV AGAV KE PAS BICHHUA | 100 KVA | 690
5569 | Damoh | Damoh North | Hinota | HINOTA | 11 KV Muhrai AG | Pipariya Dhyandas | 25 KVA KAY PATEL BICHHUA HAR | 25 KVA | 686
5570 | Damoh | Damoh North | Hinota | HINOTA | 11 KV Muhrai AG | Pipariya Dhyandas | 100 KVA JITTU PARIHAR KICHANALA | 100 KVA | 669
5571 | Damoh | Damoh North | Hinota | HINOTA | 11 KV Muhrai AG | Pipariya Dhyandas | 25 KVA ROD KE PAS MUHRAI | 25 KVA | 663
5572 | Damoh | Damoh North | Hinota | HINOTA | 11 KV Muhrai AG | Muhrai Hatta | 25 KVA KANCHHEDI MUHRAI | 25 KVA | 660
5573 | Damoh | Damoh North | Hinota | HINOTA | 11 KV Muhrai AG | Muhrai Hatta | 100 KVA HAAR MUHRAI | 100 KVA | 656
5574 | Damoh | Damoh North | Hinota | HINOTA | 11 KV Muhrai AG | Muhrai Hatta | 25 KVA RAMPA AHIRWAR MUHRAI | 25 KVA | 651
5575 | Damoh | Damoh North | Hinota | HINOTA | 11 KV Muhrai AG | Muhrai Hatta | 100 KVA GAV KE PAS MUHRAI | 100 KVA | 641
5576 | Damoh | Damoh North | Hinota | HINOTA | 11 KV Muhrai AG | Muhrai Hatta | 25 KVA GULLU AHIRWAR MUHRAI | 25 KVA | 639
5577 | Damoh | Damoh North | Hinota | HINOTA | 11 KV Muhrai AG | Muhrai Hatta | 25 KVA CHHANNU MUHRAI | 25 KVA | 637
5578 | Damoh | Damoh North | Hinota | HINOTA | 11 KV Muhrai AG | Malwara Siri | 25 KVA DADPUR HAR MUHRAI | 25 KVA | 633
5579 | Damoh | Damoh North | Hinota | HINOTA | 11 KV Muhrai AG | Muhrai Hatta | 25 KVA ROAD PAS MUHRAI | 25 KVA | 626
5580 | Damoh | Damoh North | Hinota | HINOTA | 11 KV Muhrai AG | Muhrai Hatta | 25 KVA SHAIR WALA 2 MUHRAI | 25 KVA | 615
5581 | Damoh | Damoh North | Hinota | HINOTA | 11 KV Muhrai AG | Muhrai Hatta | 25 KVA GUDARE KAY MUHRAI | 25 KVA | 610
5582 | Damoh | Damoh North | Hinota | HINOTA | 11 KV Muhrai AG | Muhrai Hatta | 25 KVA SHAIR KE BAJU ME MUHRAI | 25 KVA | 608
5583 | Damoh | Damoh North | Hinota | HINOTA | 11 KV Muhrai AG | Muhrai Hatta | 25 KVA HARIJAN TRIVAL 3 MUHRAI | 25 KVA | 605
5584 | Damoh | Damoh North | Hinota | HINOTA | 11 KV Muhrai AG | Muhrai Hatta | 25 KVA MOD WALA MUHRAI | 25 KVA | 602
5585 | Damoh | Damoh North | Hinota | HINOTA | 11 KV Muhrai AG | Muhrai Hatta | 100 KVA TAPRAN HAR MUHRAI | 100 KVA | 595
5586 | Damoh | Damoh North | Hinota | HINOTA | 11 KV Muhrai AG | Muhrai Hatta | 25 KVA PATAIRIYA MUHRAI | 25 KVA | 586
5587 | Damoh | Damoh North | Hinota | HINOTA | 11 KV Muhrai AG | Muhrai Hatta | 25 KVA VISHKARMA 2 MUHRAI | 25 KVA | 582
5588 | Damoh | Damoh North | Hinota | HINOTA | 11 KV Muhrai AG | Muhrai Hatta | 25 KVA HARIJAN 2 TRIVAL MUHRAI | 25 KVA | 578
5589 | Damoh | Damoh North | Hinota | HINOTA | 11 KV Muhrai AG | Muhrai Hatta | 25 KVA HARIJAN TRIVAL MUHRAI | 25 KVA | 573
5590 | Damoh | Damoh North | Hinota | HINOTA | 11 KV Berkheda AG | Barkhera Kalar | SHIVCHARAN WALA | 63 KVA | 229
5591 | Damoh | Damoh North | Hinota | HINOTA | 11 KV Berkheda AG | Barkhera Kalar | JARIYA WALA | 63 KVA | 223
5592 | Damoh | Damoh North | Hinota | HINOTA | 11 KV Berkheda AG | Barkhera Kalar | RAKESH WALA KAY | 25 KVA | 216
5593 | Damoh | Damoh North | Hinota | HINOTA | 11 KV Berkheda AG | Barkhera Kalar | KHAMARIYA HAAR | 25 KVA | 213
5594 | Damoh | Damoh North | Hinota | HINOTA | 11 KV Berkheda AG | Barkhera Kalar | MANDIR KE JAGAH WALA | 100 KVA | 212
5595 | Damoh | Damoh North | Hinota | HINOTA | 11 KV Berkheda AG | Barkhera Kalar | GUPTA WALA KAY | 25 KVA | 211
5596 | Damoh | Damoh North | Hinota | HINOTA | 11 KV Berkheda AG | Barkhera Kalar | DEELAN KAY | 25 KVA | 200
5597 | Damoh | Damoh North | Hinota | HINOTA | 11 KV Berkheda AG | Barkhera Kalar | SHRI KANT WALA KAY | 25 KVA | 196
5598 | Damoh | Damoh North | Hinota | HINOTA | 11 KV Berkheda AG | Barkhera Kalar | JARIYA WALA | 25 KVA | 195
5599 | Damoh | Damoh North | Hinota | HINOTA | 11 KV Berkheda AG | Barkhera Kalar | TAGAR WALA | 100 KVA | 191
5601 | Damoh | Damoh North | Hinota | HINOTA | 11 KV Berkheda AG | Barkhera Kalar | NEMA HAR | 100 KVA | 181
5602 | Damoh | Damoh North | Hinota | HINOTA | 11 KV Berkheda AG | Padri Bhagant | UMESH PATEL KAY | 25 KVA | 170
5603 | Damoh | Damoh North | Hinota | HINOTA | 11 KV Berkheda AG | Padri Bhagant | KESHU PATEL KAY | 25 KVA | 163
5604 | Damoh | Damoh North | Hinota | HINOTA | 11 KV Berkheda AG | Padri Bhagant | GOSWAMI KAY | 25 KVA | 158
5605 | Damoh | Damoh North | Hinota | HINOTA | 11 KV Berkheda AG | Padri Bhagant | 25 KVA BADRI PATEL KAY | 25 KVA | 154
5606 | Damoh | Damoh North | Hinota | HINOTA | 11 KV Berkheda AG | Padri Bhagant | 100 TAGAR WALA BARKHERA | 100 KVA | 153
5607 | Damoh | Damoh North | Hinota | HINOTA | 11 KV Berkheda AG | Padri Bhagant | RAMSHARAN PATEL KAY | 25 KVA | 151
5608 | Damoh | Damoh North | Hinota | HINOTA | 11 KV Berkheda AG | Padri Bhagant | BARKHERA HAAR | 25 KVA | 147
5609 | Damoh | Damoh North | Hinota | HINOTA | 11 KV Berkheda AG | Padri Bhagant | TUDIYA HAAR | 100 KVA | 146
5610 | Damoh | Damoh North | Hinota | HINOTA | 11 KV Berkheda AG | Barkhera Kalar | MANDIR WALA | 63 KVA | 144
5611 | Damoh | Damoh North | Hinota | HINOTA | 11 KV Berkheda AG | Barkhera Kalar | NEMA HAR PATEL KAY | 25 KVA | 134
5612 | Damoh | Damoh North | Hinota | HINOTA | 11 KV Berkheda AG | Barkhera Kalar | UDAYBHAN PATEL KAY | 25 KVA | 133
5613 | Damoh | Damoh North | Hinota | HINOTA | 11 KV Berkheda AG | Simri Fatehpur | GULAB SANKAR KAY | 25 KVA | 124
5614 | Damoh | Damoh North | Hinota | HINOTA | 11 KV Berkheda AG | Barkhera Kalar | PACHCHU ATHYA KAY | 25 KVA | 233
5615 | Damoh | Damoh North | Hinota | HINOTA | 11 KV Berkheda AG | Deoragarhi | CHORHA WALA KAY | 25 KVA | 242
5616 | Damoh | Damoh North | Hinota | HINOTA | 11 KV Berkheda AG | NO VILLAGE FOUND | DTR NOT TAGGED | 25 KVA | 243
5617 | Damoh | Damoh North | Hinota | HINOTA | 11 KV Berkheda AG | NO VILLAGE FOUND | DTR NOT TAGGED | 25 KVA | 246
5618 | Damoh | Damoh North | Hinota | HINOTA | 11 KV Berkheda AG | NO VILLAGE FOUND | DTR NOT TAGGED | 10 KVA | 247
5619 | Damoh | Damoh North | Madiyado | KANTI | 11 KV Purena AG | Purena Kanti | PURSOTTAM PATKAR | 25 KVA | 712
5620 | Damoh | Damoh North | Madiyado | KANTI | 11 KV Purena AG | Purena Kanti | RAJJU SAHU WALA | 25 KVA | 708
5621 | Damoh | Damoh North | Madiyado | KANTI | 11 KV Purena AG | Udaipura | MAGNA AHIRWAR WALA | 25 KVA | 704
5622 | Damoh | Damoh North | Madiyado | KANTI | 11 KV Purena AG | Udaipura | BRAJRANI WALA | 25 KVA | 701
5623 | Damoh | Damoh North | Madiyado | KANTI | 11 KV Purena AG | Purena Kanti | RAKESH KUDERIYA WALA | 25 KVA | 695
5624 | Damoh | Damoh North | Madiyado | KANTI | 11 KV Purena AG | Purena Kanti | HARENDRA KUSMARIYA KAY | 25 KVA | 687
5625 | Damoh | Damoh North | Madiyado | KANTI | 11 KV Purena AG | Purena Kanti | DHARMENDRA SINGH KAY | 25 KVA | 682
5626 | Damoh | Damoh North | Madiyado | KANTI | 11 KV Purena AG | Purena Kanti | DUDKHAR WALA | 63 KVA | 670
5627 | Damoh | Damoh North | Madiyado | KANTI | 11 KV Purena AG | Purena Kanti | MULIYA HAR | 100 KVA | 668
5628 | Damoh | Damoh North | Madiyado | KANTI | 11 KV Purena AG | Kanti | NALA KE PASS | 25 KVA | 664
5629 | Damoh | Damoh North | Madiyado | KANTI | 11 KV Purena AG | Kanti | GRAM KE PICHE | 25 KVA | 658
5630 | Damoh | Damoh North | Madiyado | KANTI | 11 KV Purena AG | Kanti | MANDIR WALA | 63 KVA | 654
5631 | Damoh | Damoh North | Madiyado | KANTI | 11 KV Purena AG | Kanti | W/W PHE | 25 KVA | 648
5632 | Damoh | Damoh North | Madiyado | KANTI | 11 KV Purena AG | Kanti | HARIYA COTWAL | 63 KVA | 641
5633 | Damoh | Damoh North | Madiyado | KANTI | 11 KV Purena AG | Purena Kanti | KAMOD SINGH NIMARMUNDA | 25 KVA | 629
5634 | Damoh | Damoh North | Madiyado | KANTI | 11 KV Purena AG | Purena Kanti | SUKH SINGH KAY | 25 KVA | 628
5635 | Damoh | Damoh North | Madiyado | KANTI | 11 KV Purena AG | Kanti | BABULAL PATEL | 25 KVA | 622
5636 | Damoh | Damoh North | Madiyado | KANTI | 11 KV Purena AG | Kanti | YADAV WALA | 100 KVA | 616
5637 | Damoh | Damoh North | Madiyado | KANTI | 11 KV Purena AG | Kanti | RAMLALLA PATEL | 25 KVA | 612
5638 | Damoh | Damoh North | Madiyado | KANTI | 11 KV Purena AG | Kanti | RAMLALLA PATEL | 25 KVA | 610
5639 | Damoh | Damoh North | Madiyado | KANTI | 11 KV Purena AG | Sankuiya | GAJRAJ SINGH | 25 KVA | 599
5640 | Damoh | Damoh North | Madiyado | KANTI | 11 KV Purena AG | Kanti | MURARI PATEL | 25 KVA | 593
5641 | Damoh | Damoh North | Madiyado | KANTI | 11 KV Purena AG | Kanti | BAJNATH KURMI | 25 KVA | 590
5642 | Damoh | Damoh North | Madiyado | KANTI | 11 KV Purena AG | Kanti | MAHESH PATEL | 25 KVA | 589
5643 | Damoh | Damoh North | Madiyado | KANTI | 11 KV Purena AG | Kanti | TEEKARAM AHIRWAR | 25 KVA | 584
5644 | Damoh | Damoh North | Madiyado | KANTI | 11 KV Purena AG | Kanti | BRAJESH SONI | 25 KVA | 581
5645 | Damoh | Damoh North | Madiyado | KANTI | 11 KV Purena AG | Kanti | BAJNATH JHURRA AHIRWAR | 25 KVA | 578
5646 | Damoh | Damoh North | Madiyado | KANTI | 11 KV Purena AG | Kanti | MISHRA JI WALA | 25 KVA | 575
5647 | Damoh | Damoh North | Madiyado | KANTI | 11 KV Purena AG | Kanti | KANTI BAI KAY | 25 KVA | 568
5648 | Damoh | Damoh North | Madiyado | KANTI | 11 KV Purena AG | Harduwa Pancham | GUGHRI WALA | 63 KVA | 566
5649 | Damoh | Damoh North | Madiyado | KANTI | 11 KV Purena AG | Kanti | DEVKRISAN PATEL | 25 KVA | 565
5650 | Damoh | Damoh North | Madiyado | KANTI | 11 KV Purena AG | Harduwa Pancham | KOSALIYA BAI AHIRWAR | 25 KVA | 560
5651 | Damoh | Damoh North | Madiyado | KANTI | 11 KV Purena AG | Purena Kanti | JURAI HAR PURENA | 63 KVA | 715
5652 | Damoh | Damoh North | Madiyado | KANTI | 11 KV Purena AG | Purena Kanti | HUKUM SINGH KAY | 25 KVA | 723
5653 | Damoh | Damoh North | Madiyado | KANTI | 11 KV Purena AG | Purena Kanti | JURAI HAR SAKOR ROAD | 100 KVA | 724
5654 | Damoh | Damoh North | Madiyado | KANTI | 11 KV Purena AG | NO VILLAGE FOUND | DTR NOT TAGGED | 25 KVA | 730
5655 | Damoh | Damoh North | Madiyado | KANTI | 11 KV Purena AG | NO VILLAGE FOUND | DTR NOT TAGGED | 25 KVA | 733
5656 | Damoh | Damoh North | Madiyado | KANTI | 11 KV Purena AG | NO VILLAGE FOUND | DTR NOT TAGGED | 25 KVA | 737
5657 | Damoh | Damoh North | Madiyado | KANTI | 11 KV Purena AG | NO VILLAGE FOUND | DTR NOT TAGGED | 25 KVA | 741
5658 | Damoh | Damoh North | Madiyado | KANTI | 11 KV Kanti DL | Chandena | PATPARIN WALA | 25 KVA | 529
5659 | Damoh | Damoh North | Madiyado | KANTI | 11 KV Kanti DL | Chandena | NADI WALA UDAYPURA | 25 KVA | 523
5660 | Damoh | Damoh North | Madiyado | KANTI | 11 KV Kanti DL | Chandena | NADI HARIJAN BASTI WALA UDAYPURA | 25 KVA | 522
5661 | Damoh | Damoh North | Madiyado | KANTI | 11 KV Kanti DL | Dandi | MANDIR WALA UDAYPURA | 25 KVA | 516
5662 | Damoh | Damoh North | Madiyado | KANTI | 11 KV Kanti DL | Dandi | HARIJAN MUHALLA UDAYPURA | 25 KVA | 513
5663 | Damoh | Damoh North | Madiyado | KANTI | 11 KV Kanti DL | Dandi | PADRI ROAD UDAYPURA | 25 KVA | 511
5664 | Damoh | Damoh North | Madiyado | KANTI | 11 KV Kanti DL | Dandi | SCHOOL WALA UDAYPURA | 25 KVA | 508
5665 | Damoh | Damoh North | Madiyado | KANTI | 11 KV Kanti DL | Dandi | WW BALA UDAYPURA | 25 KVA | 504
5666 | Damoh | Damoh North | Madiyado | KANTI | 11 KV Kanti DL | Dandi | PATHAK MUHALLA WALA UDAYPURA | 25 KVA | 500
5667 | Damoh | Damoh North | Madiyado | KANTI | 11 KV Kanti DL | Kanti | PURENA TIGGADA WALA | 25 KVA | 465
5668 | Damoh | Damoh North | Madiyado | KANTI | 11 KV Kanti DL | Kanti | SCHOOL WALA PURENA | 25 KVA | 461
5669 | Damoh | Damoh North | Madiyado | KANTI | 11 KV Kanti DL | Kanti | CHANDI MATA PURENA | 25 KVA | 457
5670 | Damoh | Damoh North | Madiyado | KANTI | 11 KV Kanti DL | Kanti | BHATARIYA WALA PURENA | 25 KVA | 449
5671 | Damoh | Damoh North | Madiyado | KANTI | 11 KV Kanti DL | Kanti | BAGEECHA WALA PURENA | 25 KVA | 444
5672 | Damoh | Damoh North | Madiyado | KANTI | 11 KV Kanti DL | Mihguwan Mafi | HIGH SCHOOL WALA KANTI | 25 KVA | 415
5673 | Damoh | Damoh North | Madiyado | KANTI | 11 KV Kanti DL | Mihguwan Mafi | MANDIR WALA DANDI | 25 KVA | 413
5674 | Damoh | Damoh North | Madiyado | KANTI | 11 KV Kanti DL | Mihguwan Mafi | KAMAL BADAI WALA DANDI | 25 KVA | 410
5675 | Damoh | Damoh North | Madiyado | KANTI | 11 KV Kanti DL | Mihguwan Mafi | BAGIYA WALA KANTI | 25 KVA | 408
5676 | Damoh | Damoh North | Madiyado | KANTI | 11 KV Kanti DL | Mihguwan Mafi | IMLA WALA KANTI | 25 KVA | 405
5677 | Damoh | Damoh North | Madiyado | KANTI | 11 KV Kanti DL | Mihguwan Mafi | MOTE RAJA DANDI | 25 KVA | 403
5678 | Damoh | Damoh North | Madiyado | KANTI | 11 KV Kanti DL | Mihguwan Mafi | AGANWADI WALA DANDI | 25 KVA | 398
5679 | Damoh | Damoh North | Madiyado | KANTI | 11 KV Kanti DL | Mihguwan Mafi | WW 25 KVA WALA KANTI | 25 KVA | 391
5680 | Damoh | Damoh North | Madiyado | KANTI | 11 KV Kanti DL | Mihguwan Mafi | 63 KVA TANKI BASTI WALA | 63 KVA | 389
5681 | Damoh | Damoh North | Madiyado | KANTI | 11 KV Kanti DL | Mihguwan Mafi | AIRTEL KANTI | 25 KVA | 379
5682 | Damoh | Damoh North | Madiyado | KANTI | 11 KV Kanti DL | Mihguwan Mafi | 25 KVA BASTI WALA | 25 KVA | 378
5683 | Damoh | Damoh North | Madiyado | KANTI | 11 KV Kanti DL | Mihguwan Mafi | STAND WALA KANTI | 25 KVA | 375
5684 | Damoh | Damoh North | Madiyado | KANTI | 11 KV Kanti DL | Mihguwan Mafi | MONITOR WALA KANTI | 25 KVA | 366
5685 | Damoh | Damoh North | Madiyado | KANTI | 11 KV Kanti DL | Mihguwan Mafi | JAGESWER PATEL WALA KANTI | 25 KVA | 363
5686 | Damoh | Damoh North | Madiyado | KANTI | 11 KV Kanti DL | Mihguwan Mafi | RATAN WALA KANTI | 25 KVA | 360
5687 | Damoh | Damoh North | Madiyado | KANTI | 11 KV Kanti DL | Mihguwan Mafi | SEETARAM WALA KANTI | 25 KVA | 357
5688 | Damoh | Damoh North | Madiyado | KANTI | 11 KV Kanti DL | Mihguwan Mafi | SCHOOL WALA KANTI | 25 KVA | 353
5689 | Damoh | Damoh North | Madiyado | KANTI | 11 KV Kanti DL | Mihguwan Mafi | HARIJAN WALA KANTI | 25 KVA | 347
5690 | Damoh | Damoh North | Madiyado | KANTI | 11 KV Kanti DL | NO VILLAGE FOUND | DTR NOT TAGGED | 25 KVA | 566
5691 | Damoh | Damoh North | Madiyado | KANTI | 11 KV Kanti DL | NO VILLAGE FOUND | DTR NOT TAGGED | 25 KVA | 565
5692 | Damoh | Damoh North | Madiyado | KANTI | 11 KV Kanti DL | NO VILLAGE FOUND | DTR NOT TAGGED | 25 KVA | 563
5693 | Damoh | Damoh North | Madiyado | KANTI | 11 KV Kanti DL | NO VILLAGE FOUND | DTR NOT TAGGED | 25 KVA | 560
5694 | Damoh | Damoh North | Madiyado | KANTI | 11 KV Kanti DL | NO VILLAGE FOUND | DTR NOT TAGGED | 25 KVA | 559
5695 | Damoh | Damoh North | Madiyado | KANTI | 11 KV Kanti DL | NO VILLAGE FOUND | DTR NOT TAGGED | 25 KVA | 555
5696 | Damoh | Damoh North | Madiyado | KANTI | 11 KV Kanti DL | Chandena | RELIANCE JIO ACHALPURA | 25 KVA | 552
5697 | Damoh | Damoh North | Madiyado | KANTI | 11 KV Kanti DL | Udaipura | BARGAD WALA UDAYPURA | 25 KVA | 547
5698 | Damoh | Damoh North | Madiyado | KANTI | 11 KV Kanti DL | Udaipura | NALA WALA UDAYPURA | 25 KVA | 542
5699 | Damoh | Damoh North | Madiyado | KANTI | 11 KV Kanti AG | Purena Kanti | SETARAM PATHAK KAY UDAYPURA | 25 KVA | 980
5701 | Damoh | Damoh North | Madiyado | KANTI | 11 KV Kanti AG | Dandi | KISHORI UAHIRWAR UDAYPURA | 25 KVA | 963
5702 | Damoh | Damoh North | Madiyado | KANTI | 11 KV Kanti AG | Dandi | DURJAN SINGH ADIM JATI UDAYPURA | 25 KVA | 960
5703 | Damoh | Damoh North | Madiyado | KANTI | 11 KV Kanti AG | Udaipura | OMKAR PATHAK KAY UDAYPURA | 25 KVA | 949
5704 | Damoh | Damoh North | Madiyado | KANTI | 11 KV Kanti AG | Udaipura | ARVIND SINGH UDAYPURA | 25 KVA | 946
5705 | Damoh | Damoh North | Madiyado | KANTI | 11 KV Kanti AG | Udaipura | RACHNA BAI KAY UDAYPURA | 25 KVA | 942
5706 | Damoh | Damoh North | Madiyado | KANTI | 11 KV Kanti AG | Udaipura | LAXMAN SINGH KAY UDAYPURA | 25 KVA | 937
5707 | Damoh | Damoh North | Madiyado | KANTI | 11 KV Kanti AG | Udaipura | GUDDI BAI KAY UDAUPURA | 25 KVA | 936
5708 | Damoh | Damoh North | Madiyado | KANTI | 11 KV Kanti AG | Udaipura | BALLU ATHYA KAY ACHALPURA | 25 KVA | 935
5709 | Damoh | Damoh North | Madiyado | KANTI | 11 KV Kanti AG | Udaipura | DHANSINGH LODHI KAY ACHALPURA | 25 KVA | 929
5710 | Damoh | Damoh North | Madiyado | KANTI | 11 KV Kanti AG | Udaipura | SUKKI SINGH ACHALPURA | 25 KVA | 920
5711 | Damoh | Damoh North | Madiyado | KANTI | 11 KV Kanti AG | Udaipura | ACHALPURA HAAR WALA | 25 KVA | 916
5712 | Damoh | Damoh North | Madiyado | KANTI | 11 KV Kanti AG | Udaipura | GYA AHIRWAR | 25 KVA | 909
5713 | Damoh | Damoh North | Madiyado | KANTI | 11 KV Kanti AG | Udaipura | SANGEETA SINGH KAY ACHALPURA | 25 KVA | 903
5714 | Damoh | Damoh North | Madiyado | KANTI | 11 KV Kanti AG | Udaipura | DAHAYAT BALI ACHALPURA | 25 KVA | 901
5715 | Damoh | Damoh North | Madiyado | KANTI | 11 KV Kanti AG | Udaipura | BALCHANDRA AHIRWAR ADIM JATI ACHALPURA | 25 KVA | 890
5716 | Damoh | Damoh North | Madiyado | KANTI | 11 KV Kanti AG | Dandi | HAKAM SINGH KAY UDAYPURA | 25 KVA | 885
5717 | Damoh | Damoh North | Madiyado | KANTI | 11 KV Kanti AG | Chandena | BABU KHAN KAY UDAYPURA | 25 KVA | 884
5718 | Damoh | Damoh North | Madiyado | KANTI | 11 KV Kanti AG | Chandena | SURESH PATHAK KAY UDAUPURA | 25 KVA | 880
5719 | Damoh | Damoh North | Madiyado | KANTI | 11 KV Kanti AG | Dandi | SCHOOL PASS UDAYPURA | 63 KVA | 874
5720 | Damoh | Damoh North | Madiyado | KANTI | 11 KV Kanti AG | Dandi | KOMAL SINGH KAY UDAYPURA | 25 KVA | 871
5721 | Damoh | Damoh North | Madiyado | KANTI | 11 KV Kanti AG | Dandi | SITARAM PATHAK KAY UDAYPURA | 25 KVA | 865
5722 | Damoh | Damoh North | Madiyado | KANTI | 11 KV Kanti AG | Dandi | SANJEEV KUMAR KAY DANDI | 25 KVA | 854
5723 | Damoh | Damoh North | Madiyado | KANTI | 11 KV Kanti AG | Dandi | NARENDRA SINGH KAY DANDI | 25 KVA | 848
5724 | Damoh | Damoh North | Madiyado | KANTI | 11 KV Kanti AG | Dandi | IMRAT SINGH KAY DANDI | 25 KVA | 842
5725 | Damoh | Damoh North | Madiyado | KANTI | 11 KV Kanti AG | Dandi | HAKAM SINGH KAY DANDI | 25 KVA | 839
5726 | Damoh | Damoh North | Madiyado | KANTI | 11 KV Kanti AG | Kanti | RAKESH PATEL KAY KANTI HAR | 25 KVA | 834
5727 | Damoh | Damoh North | Madiyado | KANTI | 11 KV Kanti AG | Shivpur | KANCHEDI SINGH BALI NADI DANDI | 25 KVA | 819
5728 | Damoh | Damoh North | Madiyado | KANTI | 11 KV Kanti AG | Shivpur | PRHALAD SINGH NADI BALI DANDI | 25 KVA | 808
5729 | Damoh | Damoh North | Madiyado | KANTI | 11 KV Kanti AG | Mihguwan Mafi | DANDI HAR 2 | 25 KVA | 802
5730 | Damoh | Damoh North | Madiyado | KANTI | 11 KV Kanti AG | Mihguwan Mafi | DANDI HAR 1 | 25 KVA | 801
5731 | Damoh | Damoh North | Madiyado | KANTI | 11 KV Kanti AG | Kanti | BADAI BALI KANTI | 63 KVA | 797
5732 | Damoh | Damoh North | Madiyado | KANTI | 11 KV Kanti AG | Kanti | DWARKA PATEL KANTI HAR | 25 KVA | 795
5733 | Damoh | Damoh North | Madiyado | KANTI | 11 KV Kanti AG | Mihguwan Mafi | MADHAV SINGH KAY KANTI | 25 KVA | 789
5734 | Damoh | Damoh North | Madiyado | KANTI | 11 KV Kanti AG | Mihguwan Mafi | DWARKA PATEL KAY KANTI | 25 KVA | 787
5735 | Damoh | Damoh North | Madiyado | KANTI | 11 KV Kanti AG | Mihguwan Mafi | NIRANJAN WALA KANTI | 25 KVA | 780
5736 | Damoh | Damoh North | Madiyado | KANTI | 11 KV Kanti AG | Mihguwan Mafi | MONITOR WALA KANTI | 25 KVA | 762
5737 | Damoh | Damoh North | Madiyado | KANTI | 11 KV Kanti AG | Mihguwan Mafi | JAGESHWER KURMI KAY KANTI | 25 KVA | 758
5738 | Damoh | Damoh North | Madiyado | KANTI | 11 KV Kanti AG | Madargarh | UMA PATEL KANTI | 25 KVA | 752
5739 | Damoh | Damoh North | Madiyado | KANTI | 11 KV Kanti AG | Mihguwan Mafi | PATRUA HAAR KANTI | 63 KVA | 750
5740 | Damoh | Damoh North | Madiyado | KANTI | 11 KV Kanti AG | Madargarh | DHERMENDRA PATEL WALA KANTI | 25 KVA | 749
5741 | Damoh | Damoh North | Madiyado | KANTI | 11 KV Kanti AG | Mihguwan Mafi | AAM BALA KANTI | 63 KVA | 734
5742 | Damoh | Damoh North | Madiyado | KANTI | 11 KV Kanti AG | Udaipura | ACHALPURA HAR BASTI PASS | 63 KVA | 992
5743 | Damoh | Damoh North | Madiyado | KANTI | 11 KV Kanti AG | Chandena | SAHADAT KHAN KAY UDAYPURA | 25 KVA | 996
5744 | Damoh | Damoh North | Madiyado | KANTI | 11 KV Kanti AG | Mihguwan Mafi | SRIKANT WALA DHERMENDRA KANTI | 25 KVA | 999
5745 | Damoh | Damoh North | Madiyado | KANTI | 11 KV Kanti AG | Kanti | KACHWARA WALA KANTI | 100 KVA | 1008
5746 | Damoh | Damoh North | Madiyado | KANTI | 11 KV Kanti AG | Kanti | DEWKRISHNA PATEL KAY KANTI | 25 KVA | 1017
5747 | Damoh | Damoh North | Madiyado | KANTI | 11 KV Kanti AG | NO VILLAGE FOUND | DTR NOT TAGGED | 25 KVA | 1021
5748 | Damoh | Damoh North | Madiyado | KANTI | 11 KV Kanti AG | NO VILLAGE FOUND | DTR NOT TAGGED | 25 KVA | 1022
5749 | Damoh | Damoh North | Hatta Res | KANTI | 11 KV Binti DL | BINTI | HARIRAM WALA | 25 KVA | 264
5750 | Damoh | Damoh North | Hatta Res | KANTI | 11 KV Binti DL | BINTI | RAJESH KE PASS | 63 KVA | 259
5751 | Damoh | Damoh North | Hatta Res | KANTI | 11 KV Binti DL | Beohari | BYOHARI BASTI | 63 KVA | 238
5752 | Damoh | Damoh North | Hatta Res | KANTI | 11 KV Binti DL | Padajhir | PIPAL KE PAS | 25 KVA | 230
5753 | Damoh | Damoh North | Hatta Res | KANTI | 11 KV Binti DL | Dhuma | HARIJAN MOHALLA | 25 KVA | 227
5754 | Damoh | Damoh North | Hatta Res | KANTI | 11 KV Binti DL | Dhuma | CHABUTRA KE PASS | 63 KVA | 224
5755 | Damoh | Damoh North | Hatta Res | KANTI | 11 KV Binti DL | Beohari | SCHOOL KE PASS | 25 KVA | 171
5756 | Damoh | Damoh North | Hatta Res | KANTI | 11 KV Binti DL | Beohari | PHE WALA | 25 KVA | 165
5757 | Damoh | Damoh North | Hatta Res | KANTI | 11 KV Binti DL | Beohari | HARIJAN WALA | 25 KVA | 161
5758 | Damoh | Damoh North | Hatta Res | KANTI | 11 KV Binti DL | Beohari | GRAM PANCHAYAT WALA | 25 KVA | 159
5759 | Damoh | Damoh North | Hatta Res | KANTI | 11 KV Binti DL | Beohari | SOCIETI | 25 KVA | 153
5760 | Damoh | Damoh North | Hatta Res | KANTI | 11 KV Binti DL | Beohari | AIRTEL TOWER | 25 KVA | 151
5761 | Damoh | Damoh North | Hatta Res | KANTI | 11 KV Binti DL | Harduwa Pancham | MANDIR WALA | 25 KVA | 144
5762 | Damoh | Damoh North | Hatta Res | KANTI | 11 KV Binti DL | Simri Fatehpur | PIPAL WALA KHET ME | 63 KVA | 127
5763 | Damoh | Damoh North | Hatta Res | KANTI | 11 KV Binti DL | Simri Fatehpur | SCHOOL KE PASS | 25 KVA | 123
5764 | Damoh | Damoh North | Hatta Res | KANTI | 11 KV Binti DL | Himmat Pati Champat | AADIWASI BALA | 25 KVA | 116
5765 | Damoh | Damoh North | Hatta Res | KANTI | 11 KV Binti DL | Simri Fatehpur | HINMATPATI BASTI | 25 KVA | 107
5766 | Damoh | Damoh North | Hatta Res | KANTI | 11 KV Binti DL | Sankuiya | SCHOOL KE PASS | 100 KVA | 60
5767 | Damoh | Damoh North | Hatta Res | KANTI | 11 KV Binti DL | Sankuiya | PATHHARIYA WALA | 25 KVA | 58
5768 | Damoh | Damoh North | Hatta Res | KANTI | 11 KV Binti DL | Sankuiya | SHAIR WALA | 63 KVA | 48
5769 | Damoh | Damoh North | Hatta Res | KANTI | 11 KV Binti DL | BINTI | PATHULWA WALA | 63 KVA | 269
5770 | Damoh | Damoh North | Hatta Res | KANTI | 11 KV Binti DL | Banjari | COLONY WALA | 25 KVA | 298
5771 | Damoh | Damoh North | Hatta Res | KANTI | 11 KV Binti DL | Banjari | CHHAKKI BALA | 63 KVA | 300
5772 | Damoh | Damoh North | Hatta Res | KANTI | 11 KV Binti DL | Banjari | BANS KE PAS | 25 KVA | 306
5773 | Damoh | Damoh North | Hatta Res | KANTI | 11 KV Binti DL | Banjari | JANGI RAJA GHAR KE PAS | 25 KVA | 307
5774 | Damoh | Damoh North | Hatta Res | KANTI | 11 KV Binti DL | Banjari | HARIJAN MOHALLA | 25 KVA | 309
5775 | Damoh | Damoh North | Hatta Res | KANTI | 11 KV Binti AG | Banjari | RITESH WALA | 25 KVA | 305
5776 | Damoh | Damoh North | Hatta Res | KANTI | 11 KV Binti AG | Kanaktala | VEDRAM WALA | 25 KVA | 291
5777 | Damoh | Damoh North | Hatta Res | KANTI | 11 KV Binti AG | Kanaktala | DUBEY WALA | 25 KVA | 288
5778 | Damoh | Damoh North | Hatta Res | KANTI | 11 KV Binti AG | Beohari | BHAGIRATH WALA | 100 KVA | 276
5779 | Damoh | Damoh North | Hatta Res | KANTI | 11 KV Binti AG | Beohari | KALYAN SINGH WALA | 25 KVA | 267
5780 | Damoh | Damoh North | Hatta Res | KANTI | 11 KV Binti AG | Dhuma | NADIYA WALA | 100 KVA | 261
5781 | Damoh | Damoh North | Hatta Res | KANTI | 11 KV Binti AG | Simri Fatehpur | SHYAMLE WALA | 63 KVA | 258
5782 | Damoh | Damoh North | Hatta Res | KANTI | 11 KV Binti AG | Panji | MANJI RAY | 25 KVA | 255
5783 | Damoh | Damoh North | Hatta Res | KANTI | 11 KV Binti AG | Simri Fatehpur | MASAHB WALA | 100 KVA | 251
5784 | Damoh | Damoh North | Hatta Res | KANTI | 11 KV Binti AG | Dhuma | KISHORI PALTU | 25 KVA | 235
5785 | Damoh | Damoh North | Hatta Res | KANTI | 11 KV Binti AG | Dhuma | JANKI WALA | 25 KVA | 232
5786 | Damoh | Damoh North | Hatta Res | KANTI | 11 KV Binti AG | Dhuma | HEERALAL JANKI WALA | 25 KVA | 227
5787 | Damoh | Damoh North | Hatta Res | KANTI | 11 KV Binti AG | Panji | MOTILAL WALA | 63 KVA | 215
5788 | Damoh | Damoh North | Hatta Res | KANTI | 11 KV Binti AG | Panji | HAJARI SINGH | 25 KVA | 214
5789 | Damoh | Damoh North | Hatta Res | KANTI | 11 KV Binti AG | Panji | CHOTEKHAN | 25 KVA | 211
5790 | Damoh | Damoh North | Hatta Res | KANTI | 11 KV Binti AG | Panji | ANWAR KHAN | 25 KVA | 203
5791 | Damoh | Damoh North | Hatta Res | KANTI | 11 KV Binti AG | Panji | BASHIR KHAN | 25 KVA | 198
5792 | Damoh | Damoh North | Hatta Res | KANTI | 11 KV Binti AG | Panji | BAL KHAN WALA | 25 KVA | 197
5793 | Damoh | Damoh North | Hatta Res | KANTI | 11 KV Binti AG | Panji | SHANKAR BHAGGU | 25 KVA | 193
5794 | Damoh | Damoh North | Hatta Res | KANTI | 11 KV Binti AG | Panji | KHILAN PATEL | 25 KVA | 187
5795 | Damoh | Damoh North | Hatta Res | KANTI | 11 KV Binti AG | Panji | DARE PATEL WALA | 25 KVA | 184
5796 | Damoh | Damoh North | Hatta Res | KANTI | 11 KV Binti AG | Banjari | BHUPENDRA SINGH WALA | 63 KVA | 173
5797 | Damoh | Damoh North | Hatta Res | KANTI | 11 KV Binti AG | Beohari | RAJENDRA SINGH WALA | 63 KVA | 164
5798 | Damoh | Damoh North | Hatta Res | KANTI | 11 KV Binti AG | Beohari | RAJENDRA SINGH WALA | 25 KVA | 159
5799 | Damoh | Damoh North | Hatta Res | KANTI | 11 KV Binti AG | Beohari | BRAJESH WALA | 63 KVA | 158
5801 | Damoh | Damoh North | Hatta Res | KANTI | 11 KV Binti AG | Beohari | TALA WALA | 25 KVA | 150
5802 | Damoh | Damoh North | Hatta Res | KANTI | 11 KV Binti AG | Simri Fatehpur | TIRATH SINGH | 25 KVA | 141
5803 | Damoh | Damoh North | Hatta Res | KANTI | 11 KV Binti AG | Simri Fatehpur | PRAHLAD WALA | 25 KVA | 137
5804 | Damoh | Damoh North | Hatta Res | KANTI | 11 KV Binti AG | Simri Fatehpur | SHRIVENDRA RAY | 25 KVA | 135
5805 | Damoh | Damoh North | Hatta Res | KANTI | 11 KV Binti AG | Beohari | CHATRAPAL SINGH | 25 KVA | 114
5806 | Damoh | Damoh North | Hatta Res | KANTI | 11 KV Binti AG | Beohari | AMIT PAL | 25 KVA | 111
5807 | Damoh | Damoh North | Hatta Res | KANTI | 11 KV Binti AG | Beohari | SUMATRANI WALA | 25 KVA | 110
5808 | Damoh | Damoh North | Hatta Res | KANTI | 11 KV Binti AG | Harduwa Pancham | NARAYAN WALA | 25 KVA | 109
5809 | Damoh | Damoh North | Hatta Res | KANTI | 11 KV Binti AG | Kanaktala | LAKHAN WALA | 25 KVA | 102
5810 | Damoh | Damoh North | Hatta Res | KANTI | 11 KV Binti AG | Kanaktala | KOMAL WALA | 25 KVA | 99
5811 | Damoh | Damoh North | Hatta Res | KANTI | 11 KV Binti AG | Kanaktala | NARMADA WALA | 25 KVA | 95
5812 | Damoh | Damoh North | Hatta Res | KANTI | 11 KV Binti AG | Beohari | PRAHLAD WALA | 25 KVA | 83
5813 | Damoh | Damoh North | Hatta Res | KANTI | 11 KV Binti AG | Harduwa Pancham | RADHE WALA | 25 KVA | 71
5814 | Damoh | Damoh North | Hatta Res | KANTI | 11 KV Binti AG | Harduwa Pancham | RAJESH WALA | 100 KVA | 68
5815 | Damoh | Damoh North | Hatta Res | KANTI | 11 KV Binti AG | Himmat Pati Champat | NADI HAR | 63 KVA | 61
5816 | Damoh | Damoh North | Hatta Res | KANTI | 11 KV Binti AG | Himmat Pati Champat | RAMKISHAN WALA | 100 KVA | 57
5817 | Damoh | Damoh North | Hatta Res | KANTI | 11 KV Binti AG | Himmat Pati Champat | SANTOSH WALA | 63 KVA | 48
5818 | Damoh | Damoh North | Hatta Res | KANTI | 11 KV Binti AG | Sankuiya | HEMRAJ WALA | 63 KVA | 40
5819 | Damoh | Damoh North | Hatta Res | KANTI | 11 KV Binti AG | Sankuiya | KAWER WALA | 100 KVA | 36
5820 | Damoh | Damoh North | Hatta Res | KANTI | 11 KV Binti AG | Harduwa Pancham | RUNDHWALA | 100 KVA | 28
5821 | Damoh | Damoh North | Hatta Res | KANTI | 11 KV Binti AG | Harduwa Pancham | BHAGWANDAS PYASI | 100 KVA | 22
5822 | Damoh | Damoh North | Hatta Res | KANTI | 11 KV Binti AG | Harduwa Pancham | RAMCHARAN WALA | 63 KVA | 18
5823 | Damoh | Damoh North | Hatta Res | KANTI | 11 KV Binti AG | Harduwa Pancham | SONI WALA | 63 KVA | 15
5824 | Damoh | Damoh North | Hatta Res | KANTI | 11 KV Binti AG | Banjari | YUSUF WALA | 25 KVA | 322
5825 | Damoh | Damoh North | Hatta Res | KANTI | 11 KV Binti AG | Panji | BRAJESH WALA | 25 KVA | 330
5826 | Damoh | Damoh North | Hatta Res | KANTI | 11 KV Binti AG | Panji | GULAM WALA | 25 KVA | 334
5827 | Damoh | Damoh North | Hatta Res | KANTI | 11 KV Binti AG | Panji | RAMBHAROSE AHIRWAL | 25 KVA | 335
5828 | Damoh | Damoh North | Hatta Res | KANTI | 11 KV Binti AG | Panji | HAJARI SINGH WALA | 25 KVA | 337
5829 | Damoh | Damoh North | Hatta Res | KANTI | 11 KV Binti AG | Deogaon | JHALLU WALA | 25 KVA | 346
5830 | Damoh | Damoh North | Hatta Res | KANTI | 11 KV Binti AG | Deogaon | DEVENDRA RAY | 25 KVA | 347
5831 | Damoh | Damoh North | Hatta Res | KANTI | 11 KV Binti AG | Padajhir | PIPAR KE PAS | 63 KVA | 357
5832 | Damoh | Damoh North | Hatta Res | KANTI | 11 KV Binti AG | Padajhir | DEEPAK JAWAHAR | 63 KVA | 360
5833 | Damoh | Damoh North | Pathariya Res | KEOLARI | 11 KV Botarai Basti DL | Kodar Madhi | SEMRA HAJARI ANTU WALA | 25 KVA | 281
5834 | Damoh | Damoh North | Pathariya Res | KEOLARI | 11 KV Botarai Basti DL | Neguwan | NEGUWAN DARWARI WALA | 25 KVA | 270
5835 | Damoh | Damoh North | Pathariya Res | KEOLARI | 11 KV Botarai Basti DL | Neguwan | NEGUWAN GURIYA COLONY | 100 KVA | 255
5836 | Damoh | Damoh North | Pathariya Res | KEOLARI | 11 KV Botarai Basti DL | Mirjapur | BOTRAI RAINYA LAKHERA | 25 KVA | 199
5837 | Damoh | Damoh North | Pathariya Res | KEOLARI | 11 KV Botarai Basti DL | Umraho | BOTRAI RAIYAN | 25 KVA | 172
5838 | Damoh | Damoh North | Pathariya Res | KEOLARI | 11 KV Botarai Basti DL | Botrai | BOTRAI BASTI 10738 | 100 KVA | 149
5839 | Damoh | Damoh North | Pathariya Res | KEOLARI | 11 KV Botarai Basti DL | Botrai | BOTRAI BSNL WALA | 63 KVA | 139
5840 | Damoh | Damoh North | Pathariya Res | KEOLARI | 11 KV Botarai Basti DL | Botrai | BOTRAI BASTI SOCIETY 13634 | 100 KVA | 136
5841 | Damoh | Damoh North | Pathariya Res | KEOLARI | 11 KV Botarai Basti DL | Botrai | BOTRAI PANNALAL | 63 KVA | 133
5842 | Damoh | Damoh North | Pathariya Res | KEOLARI | 11 KV Botarai Basti DL | Botrai | BOTRAI AIRTEL 13638 | 25 KVA | 125
5843 | Damoh | Damoh North | Pathariya Res | KEOLARI | 11 KV Botarai Basti DL | Botrai | BOTRAI IDEA 13637 | 25 KVA | 123
5844 | Damoh | Damoh North | Pathariya Res | KEOLARI | 11 KV Botarai Basti DL | Botrai | BOTRAI VODAFONE 13636 | 25 KVA | 122
5845 | Damoh | Damoh North | Pathariya Res | KEOLARI | 11 KV Botarai Basti DL | Botrai | BOTRAI BADA TALAB | 100 KVA | 121
5846 | Damoh | Damoh North | Pathariya Res | KEOLARI | 11 KV Botarai Basti DL | Botrai | BOTRAI RELAINCE 13635 | 25 KVA | 119
5847 | Damoh | Damoh North | Pathariya Res | KEOLARI | 11 KV Botarai Basti DL | Sujnipur | JAMUNIYA FATAK | 25 KVA | 80
5848 | Damoh | Damoh North | Pathariya Res | KEOLARI | 11 KV Botarai Basti DL | Sujnipur | SAJIYA RATAN SINGH WALA | 63 KVA | 51
5849 | Damoh | Damoh North | Pathariya Res | KEOLARI | 11 KV Botarai Basti DL | Sujnipur | SAJIYA GAJRAJ SINGH WALA | 25 KVA | 44
5850 | Damoh | Damoh North | Pathariya Res | KEOLARI | 11 KV Botarai Basti DL | Keolari Pathariya | KEOLARI TAPARIYA BASTI | 25 KVA | 15
5851 | Damoh | Damoh North | Pathariya Res | KEOLARI | 11 KV Botarai Basti DL | Keolari Pathariya | DOCTOR | 25 KVA | 2
5852 | Damoh | Damoh North | Pathariya Res | KEOLARI | 11 KV Botarai Basti DL | Kodar Madhi | SEMRA HAJARI HARIJAN BASTI | 25 KVA | 290
5853 | Damoh | Damoh North | Pathariya Res | KEOLARI | 11 KV Botarai Basti DL | Kodar Madhi | SEMRA HAZARI SURPANCH FS 23279 | 25 KVA | 300
5854 | Damoh | Damoh North | Pathariya Res | KEOLARI | 11 KV Botarai Basti DL | Kodar Madhi | SEMRA HAZARI ROAD WALA 23184 | 25 KVA | 304
5855 | Damoh | Damoh North | Pathariya Res | KEOLARI | 11 KV Botarai Basti DL | Kodar Madhi | SEMRA HAJARI TALAIYA | 25 KVA | 325
5856 | Damoh | Damoh North | Pathariya Res | KEOLARI | 11 KV Botarai Basti DL | Kodar Madhi | SEMRA HAJARI TALAIYA SCHOOL | 25 KVA | 333
5857 | Damoh | Damoh North | Pathariya Res | KEOLARI | 11 KV Botarai Pump AG | Mirjapur | PATEYANA | 100 KVA | 1815
5858 | Damoh | Damoh North | Pathariya Res | KEOLARI | 11 KV Botarai Pump AG | Mirjapur | ADIWASI | 25 KVA | 1809
5859 | Damoh | Damoh North | Pathariya Res | KEOLARI | 11 KV Botarai Pump AG | Mirjapur | PRAKASH | 25 KVA | 1797
5860 | Damoh | Damoh North | Pathariya Res | KEOLARI | 11 KV Botarai Pump AG | Mirjapur | THAKUR BABA | 63 KVA | 1788
5861 | Damoh | Damoh North | Pathariya Res | KEOLARI | 11 KV Botarai Pump AG | Botrai | JHABBA HAR | 100 KVA | 1783
5862 | Damoh | Damoh North | Pathariya Res | KEOLARI | 11 KV Botarai Pump AG | Botrai | RAMKUMAR | 25 KVA | 1779
5863 | Damoh | Damoh North | Pathariya Res | KEOLARI | 11 KV Botarai Pump AG | Botrai | FUTTA TALAB | 100 KVA | 1776
5864 | Damoh | Damoh North | Pathariya Res | KEOLARI | 11 KV Botarai Pump AG | Botrai | SONI JI | 100 KVA | 1771
5865 | Damoh | Damoh North | Pathariya Res | KEOLARI | 11 KV Botarai Pump AG | Botrai | RAJJU | 100 KVA | 1764
5866 | Damoh | Damoh North | Pathariya Res | KEOLARI | 11 KV Botarai Pump AG | Botrai | BOTRAI TALAB | 100 KVA | 1752
5867 | Damoh | Damoh North | Pathariya Res | KEOLARI | 11 KV Botarai Pump AG | Botrai | ISHWARDAS MASAB | 25 KVA | 1753
5868 | Damoh | Damoh North | Pathariya Res | KEOLARI | 11 KV Botarai Pump AG | Botrai | PAPPU PATEL | 25 KVA | 1747
5869 | Damoh | Damoh North | Pathariya Res | KEOLARI | 11 KV Botarai Pump AG | Botrai | SEN WALA | 25 KVA | 1745
5870 | Damoh | Damoh North | Pathariya Res | KEOLARI | 11 KV Botarai Pump AG | Botrai | BABLU YADAV | 25 KVA | 1737
5871 | Damoh | Damoh North | Pathariya Res | KEOLARI | 11 KV Botarai Pump AG | NO VILLAGE FOUND | DTR NOT TAGGED | 25 KVA | 1732
5872 | Damoh | Damoh North | Pathariya Res | KEOLARI | 11 KV Botarai Pump AG | Botrai | AHIRWAL 1 | 25 KVA | 1730
5873 | Damoh | Damoh North | Pathariya Res | KEOLARI | 11 KV Botarai Pump AG | Botrai | RAJA DOCTOR | 25 KVA | 1728
5874 | Damoh | Damoh North | Pathariya Res | KEOLARI | 11 KV Botarai Pump AG | Sujnipur | KAILASH PANDEY | 25 KVA | 1726
5875 | Damoh | Damoh North | Pathariya Res | KEOLARI | 11 KV Botarai Pump AG | Sujnipur | BHORASA WALE | 25 KVA | 1722
5876 | Damoh | Damoh North | Pathariya Res | KEOLARI | 11 KV Botarai Pump AG | Sujnipur | ADIWASI | 25 KVA | 1721
5877 | Damoh | Damoh North | Pathariya Res | KEOLARI | 11 KV Botarai Pump AG | Sujnipur | ADIWASI | 25 KVA | 1716
5878 | Damoh | Damoh North | Pathariya Res | KEOLARI | 11 KV Botarai Pump AG | Botrai | AHIRWAL | 25 KVA | 1715
5879 | Damoh | Damoh North | Pathariya Res | KEOLARI | 11 KV Botarai Pump AG | Botrai | AMOL YADAV | 25 KVA | 1709
5880 | Damoh | Damoh North | Pathariya Res | KEOLARI | 11 KV Botarai Pump AG | Botrai | MISHRA | 25 KVA | 1706
5881 | Damoh | Damoh North | Pathariya Res | KEOLARI | 11 KV Botarai Pump AG | Botrai | JAY PRAKASH | 25 KVA | 1703
5882 | Damoh | Damoh North | Pathariya Res | KEOLARI | 11 KV Botarai Pump AG | Botrai | PANDEY | 25 KVA | 1696
5883 | Damoh | Damoh North | Pathariya Res | KEOLARI | 11 KV Botarai Pump AG | Botrai | JAGDISH AHIRWAL | 25 KVA | 1693
5884 | Damoh | Damoh North | Pathariya Res | KEOLARI | 11 KV Botarai Pump AG | Botrai | AHIRWAL | 25 KVA | 1687
5885 | Damoh | Damoh North | Pathariya Res | KEOLARI | 11 KV Botarai Pump AG | Botrai | AMOL YADAV | 25 KVA | 1685
5886 | Damoh | Damoh North | Pathariya Res | KEOLARI | 11 KV Botarai Pump AG | Botrai | MAHESH PATEL | 25 KVA | 1676
5887 | Damoh | Damoh North | Pathariya Res | KEOLARI | 11 KV Botarai Pump AG | Botrai | MAHESH PATEL | 25 KVA | 1675
5888 | Damoh | Damoh North | Pathariya Res | KEOLARI | 11 KV Botarai Pump AG | Botrai | NETRAM | 25 KVA | 1669
5889 | Damoh | Damoh North | Pathariya Res | KEOLARI | 11 KV Botarai Pump AG | Botrai | CHATRAPAL | 25 KVA | 1662
5890 | Damoh | Damoh North | Pathariya Res | KEOLARI | 11 KV Botarai Pump AG | Botrai | BADA TALAB | 100 KVA | 1660
5891 | Damoh | Damoh North | Pathariya Res | KEOLARI | 11 KV Botarai Pump AG | Botrai | KATHARE | 25 KVA | 1659
5892 | Damoh | Damoh North | Pathariya Res | KEOLARI | 11 KV Botarai Pump AG | Botrai | LARETI | 25 KVA | 1651
5893 | Damoh | Damoh North | Pathariya Res | KEOLARI | 11 KV Botarai Pump AG | Botrai | JIWAN | 25 KVA | 1647
5894 | Damoh | Damoh North | Pathariya Res | KEOLARI | 11 KV Botarai Pump AG | Botrai | RAMRANI | 25 KVA | 1646
5895 | Damoh | Damoh North | Pathariya Res | KEOLARI | 11 KV Botarai Pump AG | Botrai | GATTI | 25 KVA | 1645
5896 | Damoh | Damoh North | Pathariya Res | KEOLARI | 11 KV Botarai Pump AG | Botrai | LARETI | 25 KVA | 1642
5897 | Damoh | Damoh North | Pathariya Res | KEOLARI | 11 KV Botarai Pump AG | Botrai | RAMRAJ | 63 KVA | 1636
5898 | Damoh | Damoh North | Pathariya Res | KEOLARI | 11 KV Botarai Pump AG | Botrai | PREMRANI | 25 KVA | 1632
5899 | Damoh | Damoh North | Pathariya Res | KEOLARI | 11 KV Botarai Pump AG | Botrai | GATTE | 25 KVA | 1630
5901 | Damoh | Damoh North | Pathariya Res | KEOLARI | 11 KV Botarai Pump AG | Keolari Pathariya | BOTRAI PATUA HAR | 25 KVA | 1605
5902 | Damoh | Damoh North | Pathariya Res | KEOLARI | 11 KV Botarai Pump AG | Keolari Pathariya | BAJAJ | 25 KVA | 1606
5903 | Damoh | Damoh North | Pathariya Res | KEOLARI | 11 KV Botarai Pump AG | Keolari Pathariya | SARUU | 63 KVA | 1600
5904 | Damoh | Damoh North | Pathariya Res | KEOLARI | 11 KV Botarai Pump AG | Sujnipur | CHOTE PATEL | 100 KVA | 1598
5905 | Damoh | Damoh North | Pathariya Res | KEOLARI | 11 KV Botarai Pump AG | Sujnipur | SHIVENDRA | 25 KVA | 1582
5906 | Damoh | Damoh North | Pathariya Res | KEOLARI | 11 KV Botarai Pump AG | Sujnipur | BABLU | 25 KVA | 1579
5907 | Damoh | Damoh North | Pathariya Res | KEOLARI | 11 KV Botarai Pump AG | Sujnipur | HIRAA | 25 KVA | 1577
5908 | Damoh | Damoh North | Pathariya Res | KEOLARI | 11 KV Botarai Pump AG | Sujnipur | SHANKAR | 25 KVA | 1569
5909 | Damoh | Damoh North | Pathariya Res | KEOLARI | 11 KV Botarai Pump AG | Sujnipur | PREMRANI | 25 KVA | 1568
5910 | Damoh | Damoh North | Pathariya Res | KEOLARI | 11 KV Botarai Pump AG | Sujnipur | SHANKAR | 25 KVA | 1564
5911 | Damoh | Damoh North | Pathariya Res | KEOLARI | 11 KV Botarai Pump AG | Sujnipur | KAMALRANI | 25 KVA | 1554
5912 | Damoh | Damoh North | Pathariya Res | KEOLARI | 11 KV Botarai Pump AG | Keolari Pathariya | SAJIYA HAR 2 | 25 KVA | 1548
5913 | Damoh | Damoh North | Pathariya Res | KEOLARI | 11 KV Botarai Pump AG | Sujnipur | SAJIYA HAR | 100 KVA | 1538
5914 | Damoh | Damoh North | Pathariya Res | KEOLARI | 11 KV Botarai Pump AG | Keolari Pathariya | ARJUN PATEL | 25 KVA | 1525
5915 | Damoh | Damoh North | Pathariya Res | KEOLARI | 11 KV Botarai Pump AG | Botrai | JIWAN SINGH | 25 KVA | 1521
5916 | Damoh | Damoh North | Pathariya Res | KEOLARI | 11 KV Botarai Pump AG | Keolari Pathariya | PANNA | 25 KVA | 1515
5917 | Damoh | Damoh North | Pathariya Res | KEOLARI | 11 KV Botarai Pump AG | Keolari Pathariya | JIWAN | 25 KVA | 1514
5918 | Damoh | Damoh North | Pathariya Res | KEOLARI | 11 KV Botarai Pump AG | Keolari Pathariya | KADORI | 25 KVA | 1507
5919 | Damoh | Damoh North | Pathariya Res | KEOLARI | 11 KV Botarai Pump AG | Keolari Pathariya | RAJUU | 25 KVA | 1506
5920 | Damoh | Damoh North | Pathariya Res | KEOLARI | 11 KV Botarai Pump AG | Keolari Pathariya | MANNU WALI | 25 KVA | 1503
5921 | Damoh | Damoh North | Pathariya Res | KEOLARI | 11 KV Botarai Pump AG | Keolari Pathariya | TAPARIYA | 100 KVA | 1490
5922 | Damoh | Damoh North | Pathariya Res | KEOLARI | 11 KV Botarai Pump AG | Mirjapur | GUDDU LAKHERA HAR | 100 KVA | 1834
5923 | Damoh | Damoh North | Pathariya Res | KEOLARI | 11 KV Botarai Pump AG | Mirjapur | PLANT | 100 KVA | 1854
5924 | Damoh | Damoh North | Pathariya Res | KEOLARI | 11 KV Semra Hazari +Keolari AG | Neguwan | NEGUWAN SANTOSH WALA | 25 KVA | 149
5925 | Damoh | Damoh North | Pathariya Res | KEOLARI | 11 KV Semra Hazari +Keolari AG | Neguwan | NEGUWAN SUDAMA WALA | 25 KVA | 148
5926 | Damoh | Damoh North | Pathariya Res | KEOLARI | 11 KV Semra Hazari +Keolari AG | Neguwan | NEGUWAN MISHRA WALA | 25 KVA | 139
5927 | Damoh | Damoh North | Pathariya Res | KEOLARI | 11 KV Semra Hazari +Keolari AG | Neguwan | NEGUWAN GARG WALA | 25 KVA | 137
5928 | Damoh | Damoh North | Pathariya Res | KEOLARI | 11 KV Semra Hazari +Keolari AG | Neguwan | NEGUWAN RATIRAM WALA | 25 KVA | 133
5929 | Damoh | Damoh North | Pathariya Res | KEOLARI | 11 KV Semra Hazari +Keolari AG | Neguwan | NEGUWAN KATHARE WALA | 100 KVA | 127
5930 | Damoh | Damoh North | Pathariya Res | KEOLARI | 11 KV Semra Hazari +Keolari AG | Kodar Madhi | SEMRA HAJARI ACHAL WALA | 25 KVA | 117
5931 | Damoh | Damoh North | Pathariya Res | KEOLARI | 11 KV Semra Hazari +Keolari AG | Kodar Madhi | SEMRA HAJARI PATKA HAR WALA | 100 KVA | 111
5932 | Damoh | Damoh North | Pathariya Res | KEOLARI | 11 KV Semra Hazari +Keolari AG | Kodar Madhi | SEMRA HAJARI BHARAT WALA | 100 KVA | 85
5933 | Damoh | Damoh North | Pathariya Res | KEOLARI | 11 KV Semra Hazari +Keolari AG | Kodar Madhi | SEMRA HAJARI KISHORI WALA | 25 KVA | 82
5934 | Damoh | Damoh North | Pathariya Res | KEOLARI | 11 KV Semra Hazari +Keolari AG | Kodar Madhi | SEMRA HAJARI SAHU WALA | 25 KVA | 78
5935 | Damoh | Damoh North | Pathariya Res | KEOLARI | 11 KV Semra Hazari +Keolari AG | Botrai | BOTRAI DILIP WALA | 25 KVA | 67
5936 | Damoh | Damoh North | Pathariya Res | KEOLARI | 11 KV Semra Hazari +Keolari AG | Kodar Madhi | BOTRAI CHANDRABHAN WALA | 25 KVA | 61
5937 | Damoh | Damoh North | Pathariya Res | KEOLARI | 11 KV Semra Hazari +Keolari AG | Kodar Madhi | BOTRAI BHUMIYARANI WALA | 25 KVA | 60
5938 | Damoh | Damoh North | Pathariya Res | KEOLARI | 11 KV Semra Hazari +Keolari AG | Kodar Madhi | BOTRAI BIHARI WALA | 25 KVA | 56
5939 | Damoh | Damoh North | Pathariya Res | KEOLARI | 11 KV Semra Hazari +Keolari AG | Kodar Madhi | BOTRAI PRABHU WALA | 25 KVA | 52
5940 | Damoh | Damoh North | Pathariya Res | KEOLARI | 11 KV Semra Hazari +Keolari AG | Kodar Madhi | SEMRA HAJARI SARMAN PAL WALA | 25 KVA | 49
5941 | Damoh | Damoh North | Pathariya Res | KEOLARI | 11 KV Semra Hazari +Keolari AG | Kodar Madhi | SEMRA HAJARI NETRAM WALA | 25 KVA | 43
5942 | Damoh | Damoh North | Pathariya Res | KEOLARI | 11 KV Semra Hazari +Keolari AG | Kodar Madhi | SEMRA HAJARI BHAGWANDAS WALA | 25 KVA | 38
5943 | Damoh | Damoh North | Pathariya Res | KEOLARI | 11 KV Semra Hazari +Keolari AG | Kodar Madhi | SEMRA HAJARI RAJU WALA | 25 KVA | 34
5944 | Damoh | Damoh North | Pathariya Res | KEOLARI | 11 KV Semra Hazari +Keolari AG | Kodar Madhi | SEMRA HAJARI MUKUL WALA | 25 KVA | 25
5945 | Damoh | Damoh North | Pathariya Res | KEOLARI | 11 KV Semra Hazari +Keolari AG | Kodar Madhi | KEOLARI HARIGOVIND WALA | 25 KVA | 21
5946 | Damoh | Damoh North | Pathariya Res | KEOLARI | 11 KV Semra Hazari +Keolari AG | Kodar Madhi | KEOLARI RATNESH SONI WALA | 25 KVA | 19
5947 | Damoh | Damoh North | Pathariya Res | KEOLARI | 11 KV Semra Hazari +Keolari AG | Neguwan | NEGUWAN RAMCHARAN WALA | 25 KVA | 158
5948 | Damoh | Damoh North | Pathariya Res | KEOLARI | 11 KV Semra Hazari +Keolari AG | Neguwan | NEGUWAN JEEVAN WALA | 63 KVA | 163
5949 | Damoh | Damoh North | Pathariya Res | KEOLARI | 11 KV Semra Hazari +Keolari AG | Neguwan | NEGUWAN YADAV WALA | 25 KVA | 165
5950 | Damoh | Damoh North | Pathariya Res | KEOLARI | 11 KV Semra Hazari +Keolari AG | Neguwan | NEGUWAN ANANDI WALA | 25 KVA | 171
5951 | Damoh | Damoh North | Pathariya Res | KEOLARI | 11 KV Semra Hazari +Keolari AG | Neguwan | NEGUWAN SUDAMA SINGH WALA | 25 KVA | 177
5952 | Damoh | Damoh North | Pathariya Res | KEOLARI | 11 KV Semra Hazari +Keolari AG | Neguwan | NEGUWAN SUDAMA WALA | 25 KVA | 178
5953 | Damoh | Damoh North | Pathariya Res | KEOLARI | 11 KV Semra Hazari +Keolari AG | Neguwan | NEGUWA AMOL WALA | 25 KVA | 180
5954 | Damoh | Damoh North | Pathariya Res | KEOLARI | 11 KV Semra Hazari +Keolari AG | Neguwan | NEGUWAN MURAT SINGH WALA | 25 KVA | 185
5955 | Damoh | Damoh North | Pathariya Res | KEOLARI | 11 KV Semra Hazari +Keolari AG | Neguwan | NEGUWAN SEVAK WALA | 25 KVA | 187
5956 | Damoh | Damoh North | Pathariya Res | KEOLARI | 11 KV Semra Hazari +Keolari AG | Neguwan | NEGUWAN GANDHARV WALA | 25 KVA | 190
5957 | Damoh | Damoh North | Pathariya Res | KEOLARI | 11 KV Semra Hazari +Keolari AG | Neguwan | SATPARA AHIRWAR WALA | 25 KVA | 193
5958 | Damoh | Damoh North | Pathariya Res | KEOLARI | 11 KV Semra Hazari +Keolari AG | Neguwan | NEGUWAN MAGAN WALA2 | 25 KVA | 200
5959 | Damoh | Damoh North | Pathariya Res | KEOLARI | 11 KV Semra Hazari +Keolari AG | Neguwan | NEGUWAN PAL WALA | 25 KVA | 201
5960 | Damoh | Damoh North | Pathariya Res | KEOLARI | 11 KV Semra Hazari +Keolari AG | Neguwan | NEGUWAN GANGA WALA | 25 KVA | 206
5961 | Damoh | Damoh North | Pathariya Res | KEOLARI | 11 KV Semra Hazari +Keolari AG | Neguwan | SATPARA AHIRWAR WALA2 | 25 KVA | 209
5962 | Damoh | Damoh North | Pathariya Res | KEOLARI | 11 KV Semra Hazari +Keolari AG | Neguwan | NEGUWAN MISHRA WALA | 25 KVA | 211
5963 | Damoh | Damoh North | Pathariya Res | KEOLARI | 11 KV Semra Hazari +Keolari AG | Neguwan | NEGUWAN MAGAN WALA | 25 KVA | 215
5964 | Damoh | Damoh North | Pathariya Res | KEOLARI | 11 KV Semra Hazari +Keolari AG | Neguwan | NEGUWAN KORI WALA | 25 KVA | 217
5965 | Damoh | Damoh North | Pathariya Res | KEOLARI | 11 KV Semra Hazari +Keolari AG | Neguwan | NEGUWAN SACHIV WALA | 25 KVA | 220
5966 | Damoh | Damoh North | Pathariya Res | KEOLARI | 11 KV Semra Hazari +Keolari AG | Neguwan | NEGUWAN GARG WALA | 25 KVA | 225
5967 | Damoh | Damoh North | Pathariya Res | KEOLARI | 11 KV Semra Hazari +Keolari AG | Neguwan | NEGUWAN GABBAR WALA | 25 KVA | 228
5968 | Damoh | Damoh North | Pathariya Res | KEOLARI | 11 KV Semra Hazari +Keolari AG | Neguwan | NEGUWA ARVIND WALA | 25 KVA | 232
5969 | Damoh | Damoh North | Pathariya Res | KEOLARI | 11 KV Semra Hazari +Keolari AG | Neguwan | NEGUWAN LODHI WALA | 25 KVA | 238
5970 | Damoh | Damoh North | Pathariya Res | KEOLARI | 11 KV Semra Hazari +Keolari AG | Khiriya Lakhroni | NEGUWAN GANESH WALA | 25 KVA | 242
5971 | Damoh | Damoh North | Pathariya Res | KEOLARI | 11 KV Semra Hazari +Keolari AG | Khiriya Lakhroni | NEGUWAN PYASI WALA | 25 KVA | 245
5972 | Damoh | Damoh North | Pathariya Res | KEOLARI | 11 KV Semra Hazari +Keolari AG | Khiriya Lakhroni | NEGUWAN MURARI WALA | 25 KVA | 246
5973 | Damoh | Damoh North | Pathariya Res | KEOLARI | 11 KV Semra Hazari +Keolari AG | Khiriya Lakhroni | NEGUWAN MURAT WALA | 25 KVA | 248
5974 | Damoh | Damoh North | Pathariya Res | KEOLARI | 11 KV Semra Hazari +Keolari AG | Khiriya Lakhroni | NEGUWAN DARWARI WALA | 25 KVA | 250
5975 | Damoh | Damoh North | Pathariya Res | KEOLARI | 11 KV Semra Hazari +Keolari AG | Keolari Pathariya | KEOLARI BHAGAT WALA | 25 KVA | 253
5976 | Damoh | Damoh North | Pathariya Res | KEOLARI | 11 KV Semra Hazari +Keolari AG | Keolari Pathariya | KEOLARI KANCHHEDI WALA | 25 KVA | 266
5977 | Damoh | Damoh North | Pathariya Res | KEOLARI | 11 KV Semra Hazari +Keolari AG | Keolari Pathariya | KEOLARI MAYA WALA | 25 KVA | 270
5978 | Damoh | Damoh North | Pathariya Res | KEOLARI | 11 KV Semra Hazari +Keolari AG | Keolari Pathariya | KEOLARI SACHIV SHARMA WALA | 25 KVA | 275
5979 | Damoh | Damoh North | Pathariya Res | KEOLARI | 11 KV Semra Hazari +Keolari AG | Keolari Pathariya | KEOLARI RATAN WALA | 25 KVA | 280
5980 | Damoh | Damoh North | Pathariya Res | KEOLARI | 11 KV Semra Hazari +Keolari AG | Keolari Pathariya | KEOLARI RATAN SINGH WALA | 25 KVA | 285
5981 | Damoh | Damoh North | Pathariya Res | KEOLARI | 11 KV Semra Hazari +Keolari AG | Keolari Pathariya | KEOLARI PARIHAR WALA | 25 KVA | 288
5982 | Damoh | Damoh North | Pathariya Res | KEOLARI | 11 KV Semra Hazari +Keolari AG | Keolari Pathariya | KEOLARI HUKUMCHAND WALA | 25 KVA | 290
5983 | Damoh | Damoh North | Pathariya Res | KEOLARI | 11 KV Semra Hazari +Keolari AG | Keolari Pathariya | KEOLARI BHOLE WALA | 25 KVA | 296
5984 | Damoh | Damoh North | Pathariya Res | KEOLARI | 11 KV Semra Hazari +Keolari AG | Keolari Pathariya | KEOLARI CHHUTTAN WALA | 25 KVA | 297
5985 | Damoh | Damoh North | Pathariya Res | KEOLARI | 11 KV Semra Hazari +Keolari AG | Keolari Pathariya | KEOLARI SAVDHAN WALA | 25 KVA | 299
5986 | Damoh | Damoh North | Pathariya Res | KEOLARI | 11 KV Semra Hazari +Keolari AG | Keolari Pathariya | KEOLARI KISHORI WALA | 25 KVA | 301
5987 | Damoh | Damoh North | Pathariya Res | KEOLARI | 11 KV Semra Hazari +Keolari AG | Keolari Pathariya | KEOLARI PAJONIYA WALA | 100 KVA | 303
5988 | Damoh | Damoh North | Pathariya Res | KEOLARI | 11 KV Semra Hazari +Keolari AG | Keolari Pathariya | KEOLARI KHINNI WALA | 100 KVA | 313
5989 | Damoh | Damoh North | Pathariya Res | KEOLARI | 11 KV Semra Hazari +Keolari AG | Keolari Pathariya | KEOLARI MANSINGH WALA | 25 KVA | 316
5990 | Damoh | Damoh North | Pathariya Res | KEOLARI | 11 KV Semra Hazari +Keolari AG | Keolari Pathariya | KEOLARI SINGHAI WALA | 25 KVA | 317
5991 | Damoh | Damoh North | Pathariya Res | KEOLARI | 11 KV Semra Hazari +Keolari AG | Kodar Madhi | KODERMANI NANHELAL WALA | 25 KVA | 324
5992 | Damoh | Damoh North | Pathariya Res | KEOLARI | 11 KV Semra Hazari +Keolari AG | Kodar Madhi | KEOLARI SEN WALA | 25 KVA | 327
5993 | Damoh | Damoh North | Pathariya Res | KEOLARI | 11 KV Semra Hazari +Keolari AG | Kodar Madhi | KODERMANI HAR WALA | 63 KVA | 340
5994 | Damoh | Damoh North | Pathariya Res | KEOLARI | 11 KV Semra Hazari +Keolari AG | Keolari Pathariya | KEOLARI HALLE WALA | 63 KVA | 350
5995 | Damoh | Damoh North | Pathariya Res | KEOLARI | 11 KV Semra Hazari +Keolari AG | Gorakhurd | KEOLARI SEETA WALA | 63 KVA | 361
5996 | Damoh | Damoh North | Pathariya Res | KEOLARI | 11 KV Semra Hazari +Keolari AG | Gorakhurd | SEMRA HAJARI NADI WALA | 25 KVA | 373
5997 | Damoh | Damoh North | Pathariya Res | KEOLARI | 11 KV Semra Hazari +Keolari AG | Keolari Pathariya | KEOLARI DHARAM WALA | 100 KVA | 375
5998 | Damoh | Damoh North | Pathariya Res | KEOLARI | 11 KV Semra Hazari +Keolari AG | Keolari Pathariya | KEOLARI PARSHOTTAM WALA | 25 KVA | 383
5999 | Damoh | Damoh North | Pathariya Res | KEOLARI | 11 KV Semra Hazari +Keolari AG | Keolari Pathariya | KEOLARI TIWARI WALA | 25 KVA | 384
6001 | Damoh | Damoh North | Pathariya Res | KEOLARI | 11 KV Semra Hazari +Keolari AG | Keolari Pathariya | KEOLARI TARABAI WALA | 25 KVA | 391
6002 | Damoh | Damoh North | Pathariya Res | KEOLARI | 11 KV Semra Hazari +Keolari AG | Keolari Pathariya | KEOLARI MAHENDRA WALA | 25 KVA | 394
6003 | Damoh | Damoh North | Pathariya Res | KEOLARI | 11 KV Semra Hazari +Keolari AG | Keolari Pathariya | KEOLARI PATWARI WALA | 100 KVA | 395
6004 | Damoh | Damoh North | Pathariya Res | KEOLARI | 11 KV Semra Hazari +Keolari AG | Keolari Pathariya | KEOLARI MATA WALA | 100 KVA | 408
6005 | Damoh | Damoh North | Pathariya Res | KEOLARI | 11 KV Semra Hazari +Keolari AG | Keolari Pathariya | KEOLARI PATWARI2 WALA | 25 KVA | 410
6006 | Damoh | Damoh North | Pathariya Res | KEOLARI | 11 KV Semra Hazari +Keolari AG | Keolari Pathariya | KEOLARI GHANSHYAM WALA | 100 KVA | 415
6007 | Damoh | Damoh North | Pathariya Res | KEOLARI | 11 KV Semra Hazari +Keolari AG | Keolari Pathariya | KEOLARI VIRENDRA WALA | 25 KVA | 423
6008 | Damoh | Damoh North | Pathariya Res | KEOLARI | 11 KV Semra Hazari +Keolari AG | Keolari Pathariya | KEOLARI JAMUNIYA WALA | 25 KVA | 428
6009 | Damoh | Damoh North | Pathariya Res | KEOLARI | 11 KV Semra Hazari +Keolari AG | Keolari Pathariya | KEOLARI NATTHU WALA | 25 KVA | 437
6010 | Damoh | Damoh North | Pathariya Res | KEOLARI | 11 KV Semra Hazari +Keolari AG | Keolari Pathariya | KEOLARI GADARIYA WALA | 25 KVA | 443
6011 | Damoh | Damoh North | Pathariya Res | KEOLARI | 11 KV Semra Hazari +Keolari AG | Sujnipur | SUJNIPUR VIVEK WALA | 25 KVA | 476
6012 | Damoh | Damoh North | Pathariya Res | KEOLARI | 11 KV Semra Hazari +Keolari AG | Sujnipur | SUJNIPUR KAILASH WALA | 25 KVA | 489
6013 | Damoh | Damoh North | Pathariya Res | KEOLARI | 11 KV Semra Hazari +Keolari AG | Sujnipur | SUJNIPUR HAR1 WALA | 100 KVA | 524
6014 | Damoh | Damoh North | Pathariya Res | KEOLARI | 11 KV Semra Hazari +Keolari AG | Sujnipur | SUJNIPUR HAR2 WALA | 100 KVA | 525
6015 | Damoh | Damoh North | Pathariya Res | KEOLARI | 11 KV Semra Hazari +Keolari AG | Dunda | SUJNIPUR BADRI WALA | 25 KVA | 538
6016 | Damoh | Damoh North | Pathariya Res | KEOLARI | 11 KV Semra Hazari +Keolari AG | Dunda | DUDA UJBAK WALA | 25 KVA | 542
6017 | Damoh | Damoh North | Pathariya Res | KEOLARI | 11 KV Semra Hazari +Keolari AG | Dunda | DUDA NATTHU WALA | 25 KVA | 545
6018 | Damoh | Damoh North | Pathariya Res | KEOLARI | 11 KV Semra Hazari +Keolari AG | Dunda | DUDA HAR WALA | 100 KVA | 561
6019 | Damoh | Damoh North | Pathariya Res | KEOLARI | 11 KV Semra Hazari +Keolari AG | Dunda | DUDA HAR2 WALA | 100 KVA | 571
6020 | Damoh | Damoh North | Pathariya Res | KEOLARI | 11 KV Semra Hazari +Keolari AG | Dunda | DUDA BABU WALA | 25 KVA | 572
6021 | Damoh | Damoh North | Pathariya Res | KEOLARI | 11 KV Semra Hazari +Keolari AG | Dunda | DUDA SHRIRAM WALA | 25 KVA | 578
6022 | Damoh | Damoh North | Pathariya Res | KEOLARI | 11 KV Keolari Basti DL | Keolari Pathariya | KEWLARI (RGY-1) | 25 KVA | 214
6023 | Damoh | Damoh North | Pathariya Res | KEOLARI | 11 KV Keolari Basti DL | Dunda | PARDITOLA SCHOOL WALA | 25 KVA | 172
6024 | Damoh | Damoh North | Pathariya Res | KEOLARI | 11 KV Keolari Basti DL | Dunda | PARDITOLA JAHAR SINGH | 25 KVA | 167
6025 | Damoh | Damoh North | Pathariya Res | KEOLARI | 11 KV Keolari Basti DL | Sujnipur | SUJNIPUR PARDITOLA | 25 KVA | 135
6026 | Damoh | Damoh North | Pathariya Res | KEOLARI | 11 KV Keolari Basti DL | Sujnipur | SUJNIPUR MAIN ROAD (FS) | 25 KVA | 131
6027 | Damoh | Damoh North | Pathariya Res | KEOLARI | 11 KV Keolari Basti DL | Sujnipur | SUJNIPUR (RGY) | 25 KVA | 124
6028 | Damoh | Damoh North | Pathariya Res | KEOLARI | 11 KV Keolari Basti DL | Keolari Pathariya | KEWLARI SOCIATY WALA | 100 KVA | 46
6029 | Damoh | Damoh North | Pathariya Res | KEOLARI | 11 KV Keolari Basti DL | Keolari Pathariya | KEWLARI BASTI | 100 KVA | 45
6030 | Damoh | Damoh North | Pathariya Res | KEOLARI | 11 KV Keolari Basti DL | Keolari Pathariya | BHARTI INFRA. LTD. | 25 KVA | 44
6031 | Damoh | Damoh North | Pathariya Res | KEOLARI | 11 KV Keolari Basti DL | Keolari Pathariya | KEWLARI JHIRIYA WALA | 25 KVA | 32
6032 | Damoh | Damoh North | Pathariya Res | KEOLARI | 11 KV Keolari Basti DL | Gorakhurd | KODAR MADI BASTI | 25 KVA | 250
6033 | Damoh | Damoh North | Pathariya Res | KEOLARI | 11 KV Keolari Basti DL | Keolari Pathariya | KEWLARI KISHORI HOUSE(FS) | 100 KVA | 257
6034 | Damoh | Damoh North | Pathariya Res | KEOLARI | 11 KV Keolari Basti DL | Keolari Pathariya | KEWLARI RELIANCE TOWER | 25 KVA | 258
6035 | Damoh | Damoh North | Pathariya Res | KEOLARI | 11 KV Keolari Basti DL | Keolari Pathariya | KEWLARI JAIN HOUSE (FS) | 100 KVA | 261
6036 | Damoh | Damoh North | Pathariya Res | KEOLARI | 11 KV Botarai RGGVY AG | Botrai | GIRDHARI PATEL | 25 KVA | 155
6037 | Damoh | Damoh North | Pathariya Res | KEOLARI | 11 KV Botarai RGGVY AG | Botrai | BADRI PATEL | 25 KVA | 154
6038 | Damoh | Damoh North | Pathariya Res | KEOLARI | 11 KV Botarai RGGVY AG | Botrai | MURARI PATEL | 25 KVA | 152
6039 | Damoh | Damoh North | Pathariya Res | KEOLARI | 11 KV Botarai RGGVY AG | Botrai | RAMESHWAR PATEL | 25 KVA | 148
6040 | Damoh | Damoh North | Pathariya Res | KEOLARI | 11 KV Botarai RGGVY AG | Botrai | DEEPRANI KURMI | 25 KVA | 145
6041 | Damoh | Damoh North | Pathariya Res | KEOLARI | 11 KV Botarai RGGVY AG | Botrai | HARIDAS SIKATTAR | 25 KVA | 141
6042 | Damoh | Damoh North | Pathariya Res | KEOLARI | 11 KV Botarai RGGVY AG | Botrai | HARI GOVIND KURMI | 25 KVA | 139
6043 | Damoh | Damoh North | Pathariya Res | KEOLARI | 11 KV Botarai RGGVY AG | Botrai | PREM RANI KURMI | 25 KVA | 136
6044 | Damoh | Damoh North | Pathariya Res | KEOLARI | 11 KV Botarai RGGVY AG | Botrai | TARA BAI WALA | 25 KVA | 133
6045 | Damoh | Damoh North | Pathariya Res | KEOLARI | 11 KV Botarai RGGVY AG | Botrai | KANCHHEDI PATEL | 25 KVA | 132
6046 | Damoh | Damoh North | Pathariya Res | KEOLARI | 11 KV Botarai RGGVY AG | Botrai | KABEER KHAN | 25 KVA | 130
6047 | Damoh | Damoh North | Pathariya Res | KEOLARI | 11 KV Botarai RGGVY AG | Botrai | PREM SARPANCH 2 | 25 KVA | 125
6048 | Damoh | Damoh North | Pathariya Res | KEOLARI | 11 KV Botarai RGGVY AG | Botrai | GUDDU KAMTA | 25 KVA | 126
6049 | Damoh | Damoh North | Pathariya Res | KEOLARI | 11 KV Botarai RGGVY AG | Botrai | PREM SARPANCH | 25 KVA | 119
6050 | Damoh | Damoh North | Pathariya Res | KEOLARI | 11 KV Botarai RGGVY AG | Botrai | IMRAT PATEL | 25 KVA | 117
6051 | Damoh | Damoh North | Pathariya Res | KEOLARI | 11 KV Botarai RGGVY AG | Botrai | RAMSHANKAR PATEL | 25 KVA | 112
6052 | Damoh | Damoh North | Pathariya Res | KEOLARI | 11 KV Botarai RGGVY AG | Botrai | LAXMAN PATEL | 25 KVA | 109
6053 | Damoh | Damoh North | Pathariya Res | KEOLARI | 11 KV Botarai RGGVY AG | Botrai | SUNIL KISHAN | 25 KVA | 108
6054 | Damoh | Damoh North | Pathariya Res | KEOLARI | 11 KV Botarai RGGVY AG | Botrai | HEMRAJ PATEL | 25 KVA | 106
6055 | Damoh | Damoh North | Pathariya Res | KEOLARI | 11 KV Botarai RGGVY AG | Botrai | LAKHAN CHEPU PATEL | 25 KVA | 104
6056 | Damoh | Damoh North | Pathariya Res | KEOLARI | 11 KV Botarai RGGVY AG | Botrai | BOTRAI IMRAT SINGH | 25 KVA | 101
6057 | Damoh | Damoh North | Pathariya Res | KEOLARI | 11 KV Botarai RGGVY AG | Botrai | BOTRAI BHOLE PATEL | 25 KVA | 97
6058 | Damoh | Damoh North | Pathariya Res | KEOLARI | 11 KV Botarai RGGVY AG | Botrai | BOTRAI MANNU MASAB | 25 KVA | 91
6059 | Damoh | Damoh North | Pathariya Res | KEOLARI | 11 KV Botarai RGGVY AG | Botrai | BOTRAI AJAY SINGH | 25 KVA | 88
6060 | Damoh | Damoh North | Pathariya Res | KEOLARI | 11 KV Botarai RGGVY AG | Neguwan | BOTRAI SHANKAR | 25 KVA | 85
6061 | Damoh | Damoh North | Pathariya Res | KEOLARI | 11 KV Botarai RGGVY AG | Neguwan | BOTRAI DEEPCHAND | 25 KVA | 83
6062 | Damoh | Damoh North | Pathariya Res | KEOLARI | 11 KV Botarai RGGVY AG | Botrai | BOTRAI SAMDARIYA | 25 KVA | 71
6063 | Damoh | Damoh North | Pathariya Res | KEOLARI | 11 KV Botarai RGGVY AG | Botrai | BOTRAI ARVIND KURMI | 25 KVA | 55
6064 | Damoh | Damoh North | Pathariya Res | KEOLARI | 11 KV Botarai RGGVY AG | Botrai | BOTRAI UDHAYBHAN SINGH | 25 KVA | 54
6065 | Damoh | Damoh North | Pathariya Res | KEOLARI | 11 KV Botarai RGGVY AG | Botrai | BOTRAI MOHAN PATEL | 25 KVA | 50
6066 | Damoh | Damoh North | Pathariya Res | KEOLARI | 11 KV Botarai RGGVY AG | Botrai | BOTRAI GHUMA HALKE | 25 KVA | 47
6067 | Damoh | Damoh North | Pathariya Res | KEOLARI | 11 KV Botarai RGGVY AG | Botrai | BOTRAI RAJU SACHIV | 25 KVA | 44
6068 | Damoh | Damoh North | Pathariya Res | KEOLARI | 11 KV Botarai RGGVY AG | Botrai | BOTRAI AMAR SINGH BEDIYA | 25 KVA | 40
6069 | Damoh | Damoh North | Pathariya Res | KEOLARI | 11 KV Botarai RGGVY AG | Botrai | BOTRAI GANESH FAUJI | 25 KVA | 31
6070 | Damoh | Damoh North | Pathariya Res | KEOLARI | 11 KV Botarai RGGVY AG | Botrai | BOTRAI GANESH PATEL | 25 KVA | 28
6071 | Damoh | Damoh North | Pathariya Res | KEOLARI | 11 KV Botarai RGGVY AG | Botrai | BOTRAI MOTI KURMI | 25 KVA | 26
6072 | Damoh | Damoh North | Pathariya Res | KEOLARI | 11 KV Botarai RGGVY AG | Botrai | BOTRAI JAGDISH PATEL | 25 KVA | 23
6073 | Damoh | Damoh North | Pathariya Res | KEOLARI | 11 KV Botarai RGGVY AG | Keolari Pathariya | BOTRAI BHARAT WALA | 25 KVA | 13
6074 | Damoh | Damoh North | Pathariya Res | KEOLARI | 11 KV Botarai RGGVY AG | Botrai | LATORI PATEL | 25 KVA | 158
6075 | Damoh | Damoh North | Pathariya Res | KEOLARI | 11 KV Botarai RGGVY AG | Tila | LALCHAND BANSAL | 25 KVA | 168
6076 | Damoh | Damoh North | Pathariya Res | KEOLARI | 11 KV Botarai RGGVY AG | Tila | ANANTRAM PATEL | 25 KVA | 169
6077 | Damoh | Damoh North | Pathariya Res | KEOLARI | 11 KV Botarai RGGVY AG | Botrai | SHIV DAYAL PATEL | 25 KVA | 173
6078 | Damoh | Damoh North | Pathariya Res | KEOLARI | 11 KV Botarai RGGVY AG | Botrai | SUNIL KURMI | 25 KVA | 177
6079 | Damoh | Damoh North | Pathariya Res | KEOLARI | 11 KV Botarai RGGVY AG | Botrai | BALAKDAS PATEL | 25 KVA | 179
6080 | Damoh | Damoh North | Pathariya Res | KEOLARI | 11 KV Botarai RGGVY AG | Tila | BHARAT PATEL | 25 KVA | 180
6081 | Damoh | Damoh North | Pathariya Res | KEOLARI | 11 KV Botarai RGGVY AG | Tila | KAILASH KURMI | 25 KVA | 183
6082 | Damoh | Damoh North | Pathariya Res | KEOLARI | 11 KV Botarai RGGVY AG | Tila | RAM PRASAD KURMI | 25 KVA | 185
6083 | Damoh | Damoh North | Pathariya Res | KEOLARI | 11 KV Botarai RGGVY AG | Tila | MOTI PATEL | 25 KVA | 186
6084 | Damoh | Damoh North | Pathariya Res | KEOLARI | 11 KV Botarai RGGVY AG | Tila | KESHAV PATEL | 25 KVA | 189
6085 | Damoh | Damoh North | Pathariya Res | KEOLARI | 11 KV Botarai RGGVY AG | Tila | NATHU AHIRWAR | 25 KVA | 191
6086 | Damoh | Damoh North | Pathariya Res | KEOLARI | 11 KV Botarai RGGVY AG | Tila | RAMLAL WALA | 25 KVA | 194
6087 | Damoh | Damoh North | Pathariya Res | KEOLARI | 11 KV Botarai RGGVY AG | Tila | BOTRAI RAJESH PATEL | 25 KVA | 197
6088 | Damoh | Damoh North | Pathariya Res | KEOLARI | 11 KV Botarai RGGVY AG | Tila | KALU KURMI | 25 KVA | 198
6089 | Damoh | Damoh North | Pathariya Res | KEOLARI | 11 KV Botarai RGGVY AG | Tila | PRAKASH RANI KURMI | 25 KVA | 199
6090 | Damoh | Damoh North | Pathariya Res | KEOLARI | 11 KV Botarai RGGVY AG | Tila | SHEEL RANI PATEL | 25 KVA | 203
6091 | Damoh | Damoh North | Pathariya Res | KEOLARI | 11 KV Botarai RGGVY AG | Tila | DEVI DAS PATEL | 25 KVA | 208
6092 | Damoh | Damoh North | Pathariya Res | KEOLARI | 11 KV Botarai RGGVY AG | Botrai | LAKHAN JORABAL PATEL | 25 KVA | 213
6093 | Damoh | Damoh North | Pathariya Res | KEOLARI | 11 KV Botarai RGGVY AG | Tila | LATORI KISHORI | 25 KVA | 215
6094 | Damoh | Damoh North | Pathariya Res | KEOLARI | 11 KV Botarai RGGVY AG | Tila | RAJESH HAR GOVIND | 25 KVA | 217
6095 | Damoh | Damoh North | Pathariya Res | KEOLARI | 11 KV Botarai RGGVY AG | Tila | RAJDHAR PATEL | 25 KVA | 220
6096 | Damoh | Damoh North | Pathariya Res | KEOLARI | 11 KV Botarai RGGVY AG | Botrai | MATA WALA | 25 KVA | 222
6097 | Damoh | Damoh North | Pathariya Res | KEOLARI | 11 KV Botarai RGGVY AG | Tila | KOSHAL PATEL | 25 KVA | 225
6098 | Damoh | Damoh North | Pathariya Res | KEOLARI | 11 KV Botarai RGGVY AG | Botrai | RAMESHWAR KURMI 2 | 100 KVA | 228
6099 | Damoh | Damoh North | Pathariya Res | KERBANA | 11 KVGugara/Khaaderi DL | Jejat Khera | BASTI | 25 KVA | 123
6101 | Damoh | Damoh North | Pathariya Res | KERBANA | 11 KVGugara/Khaaderi DL | Sigon | BASTI ROAD | 25 KVA | 115
6102 | Damoh | Damoh North | Pathariya Res | KERBANA | 11 KVGugara/Khaaderi DL | Sigon | HARIJAN BASTI | 25 KVA | 114
6103 | Damoh | Damoh North | Pathariya Res | KERBANA | 11 KVGugara/Khaaderi DL | Kirola | BASTI 2 | 25 KVA | 108
6104 | Damoh | Damoh North | Pathariya Res | KERBANA | 11 KVGugara/Khaaderi DL | Sigon | BUS STAND | 25 KVA | 99
6105 | Damoh | Damoh North | Pathariya Res | KERBANA | 11 KVGugara/Khaaderi DL | Sigon | MATA MANDIR | 25 KVA | 95
6106 | Damoh | Damoh North | Pathariya Res | KERBANA | 11 KVGugara/Khaaderi DL | Sigon | BASTI3 | 25 KVA | 90
6107 | Damoh | Damoh North | Pathariya Res | KERBANA | 11 KVGugara/Khaaderi DL | Sigon | BASTI | 25 KVA | 89
6108 | Damoh | Damoh North | Pathariya Res | KERBANA | 11 KVGugara/Khaaderi DL | Sigon | BASTI | 100 KVA | 88
6109 | Damoh | Damoh North | Pathariya Res | KERBANA | 11 KVGugara/Khaaderi DL | Sigon | HARIJAN BASTI | 25 KVA | 82
6110 | Damoh | Damoh North | Pathariya Res | KERBANA | 11 KVGugara/Khaaderi DL | Sigon | MANDIR | 100 KVA | 80
6111 | Damoh | Damoh North | Pathariya Res | KERBANA | 11 KVGugara/Khaaderi DL | Kerbana | BASTI | 200 KVA | 35
6112 | Damoh | Damoh North | Pathariya Res | KERBANA | 11 KVGugara/Khaaderi DL | Semar Kachhar | SEMAR KACHAR BASTI | 63 KVA | 258
6113 | Damoh | Damoh North | Pathariya Res | KERBANA | 11 KV Kerbana DL | Kerbana | KERBANA BANDA TIGADDA WALA | 25 KVA | 1740
6114 | Damoh | Damoh North | Pathariya Res | KERBANA | 11 KV Kerbana DL | Kerbana | KERBANA TAPARIYA WALA2 | 25 KVA | 1733
6115 | Damoh | Damoh North | Pathariya Res | KERBANA | 11 KV Kerbana DL | Kerbana | KERBANA HIGH SCHOOL WALA | 25 KVA | 1732
6116 | Damoh | Damoh North | Pathariya Res | KERBANA | 11 KV Kerbana DL | Kerbana | KERBANA MARGHATA WALA | 25 KVA | 1731
6117 | Damoh | Damoh North | Pathariya Res | KERBANA | 11 KV Kerbana DL | Kerbana | KERBANA MIDDLE SCHOOL WALA | 25 KVA | 1728
6118 | Damoh | Damoh North | Pathariya Res | KERBANA | 11 KV Kerbana DL | Kerbana | KERBANA MISHRA WALA | 25 KVA | 1727
6119 | Damoh | Damoh North | Pathariya Res | KERBANA | 11 KV Kerbana DL | Kerbana | KERBANA HARIJAN MOHALLA WALA | 25 KVA | 1725
6120 | Damoh | Damoh North | Pathariya Res | KERBANA | 11 KV Kerbana DL | Kerbana | KERBANA MATA WALA2 | 25 KVA | 1718
6121 | Damoh | Damoh North | Pathariya Res | KERBANA | 11 KV Kerbana DL | Kerbana | KERBANA MATA WALA1 | 100 KVA | 1716
6122 | Damoh | Damoh North | Pathariya Res | KERBANA | 11 KV Kerbana DL | Kerbana | KERBANA BSNL WALA | 25 KVA | 1711
6123 | Damoh | Damoh North | Pathariya Res | KERBANA | 11 KV Kerbana DL | Kerbana | KERBANA JIO TOWER WALA | 25 KVA | 1706
6124 | Damoh | Damoh North | Pathariya Res | KERBANA | 11 KV Kerbana DL | Kerbana | KERBANA RAJAK MOHALLA WALA | 25 KVA | 1703
6125 | Damoh | Damoh North | Pathariya Res | KERBANA | 11 KV Kerbana DL | Kerbana | KERBANA AIRTEL WALA | 25 KVA | 1702
6126 | Damoh | Damoh North | Pathariya Res | KERBANA | 11 KV Kerbana DL | Kerbana | KERBANA SOURYANA WALA | 25 KVA | 1699
6127 | Damoh | Damoh North | Pathariya Res | KERBANA | 11 KV Kerbana DL | Kerbana | KERBANA PATHAK WALA | 100 KVA | 1697
6128 | Damoh | Damoh North | Pathariya Res | KERBANA | 11 KV Kerbana DL | Kerbana | KERBANA POLICE CHOUKI WALA | 25 KVA | 1687
6129 | Damoh | Damoh North | Pathariya Res | KERBANA | 11 KV Kerbana DL | Kerbana | KERBANA TAPARIYAN WALA | 25 KVA | 1678
6130 | Damoh | Damoh North | Pathariya Res | KERBANA | 11 KV Kerbana AG | Kerbana | KERBANA MADIYA WALA | 100 KVA | 1162
6131 | Damoh | Damoh North | Pathariya Res | KERBANA | 11 KV Kerbana AG | Mehalwara | KERBANA PRAHLAD SINGH WALA | 63 KVA | 1161
6132 | Damoh | Damoh North | Pathariya Res | KERBANA | 11 KV Kerbana AG | Mehalwara | KERBANA MOHAN WALA | 25 KVA | 1158
6133 | Damoh | Damoh North | Pathariya Res | KERBANA | 11 KV Kerbana AG | Mehalwara | KERBANA MADIYA WALA2 | 100 KVA | 1155
6134 | Damoh | Damoh North | Pathariya Res | KERBANA | 11 KV Kerbana AG | Mehalwara | KERBANA BABU SINGH WALA | 25 KVA | 1152
6135 | Damoh | Damoh North | Pathariya Res | KERBANA | 11 KV Kerbana AG | Kerbana | KERBANA JANGLI WALA | 63 KVA | 1129
6136 | Damoh | Damoh North | Pathariya Res | KERBANA | 11 KV Kerbana AG | Kerbana | KERBANA DAYAL WALA | 63 KVA | 1123
6137 | Damoh | Damoh North | Pathariya Res | KERBANA | 11 KV Kerbana AG | Kerbana | KERBANA SURAT SINGH WALA | 25 KVA | 1122
6138 | Damoh | Damoh North | Pathariya Res | KERBANA | 11 KV Kerbana AG | Ghoghra | KERBANA CHHATRASAL SINGH WALA | 25 KVA | 1106
6139 | Damoh | Damoh North | Pathariya Res | KERBANA | 11 KV Kerbana AG | Kerbana | KERBANA PRATAP WALA2 | 25 KVA | 1101
6140 | Damoh | Damoh North | Pathariya Res | KERBANA | 11 KV Kerbana AG | Kerbana | KERBANA BAGA WALA2 | 63 KVA | 1097
6141 | Damoh | Damoh North | Pathariya Res | KERBANA | 11 KV Kerbana AG | Kerbana | KERBANA PRATAP WALA | 25 KVA | 1091
6142 | Damoh | Damoh North | Pathariya Res | KERBANA | 11 KV Kerbana AG | Kerbana | KERBANA BAGA WALA1 | 100 KVA | 1084
6143 | Damoh | Damoh North | Pathariya Res | KERBANA | 11 KV Kerbana AG | Kerbana | KERBANA MATHI WALA | 25 KVA | 1077
6144 | Damoh | Damoh North | Pathariya Res | KERBANA | 11 KV Kerbana AG | Kerbana | KERBANA NARAYAN WALA | 25 KVA | 1070
6145 | Damoh | Damoh North | Pathariya Res | KERBANA | 11 KV Kerbana AG | Jejat Khera | KERBANA CHOURASIYA WALA | 63 KVA | 1066
6146 | Damoh | Damoh North | Pathariya Res | KERBANA | 11 KV Kerbana AG | Jejat Khera | KERBANA RATAN CHAND WALA | 25 KVA | 1065
6147 | Damoh | Damoh North | Pathariya Res | KERBANA | 11 KV Kerbana AG | Kerbana | KERBANA DASHRATH WALA | 25 KVA | 1059
6148 | Damoh | Damoh North | Pathariya Res | KERBANA | 11 KV Kerbana AG | Jejat Khera | KERBANA KHILAN WALA | 25 KVA | 1053
6149 | Damoh | Damoh North | Pathariya Res | KERBANA | 11 KV Kerbana AG | Jejat Khera | KERBANA NARENDRA WALA | 63 KVA | 1044
6150 | Damoh | Damoh North | Pathariya Res | KERBANA | 11 KV Kerbana AG | Jejat Khera | KERBANA KOMAL SINGH WALA | 25 KVA | 1037
6151 | Damoh | Damoh North | Pathariya Res | KERBANA | 11 KV Kerbana AG | Jejat Khera | KERBANA JAMUNIYA HAR WALA | 63 KVA | 1033
6152 | Damoh | Damoh North | Pathariya Res | KERBANA | 11 KV Kerbana AG | Jejat Khera | KERBANA ROOPSINGH WALA | 25 KVA | 1020
6153 | Damoh | Damoh North | Pathariya Res | KERBANA | 11 KV Kerbana AG | Mehalwara | KERBANA KHUSHAL WALA | 25 KVA | 1167
6154 | Damoh | Damoh North | Pathariya Res | KERBANA | 11 KV Kerbana AG | Mehalwara | KERBANA PATEL WALA | 100 KVA | 1173
6155 | Damoh | Damoh North | Pathariya Res | KERBANA | 11 KV Kerbana AG | Kerbana | KERBANA PRATAP NARAYAN WALA | 25 KVA | 1181
6156 | Damoh | Damoh North | Pathariya Res | KERBANA | 11 KV Kerbana AG | Kerbana | KERBANA JAGDISH WALA | 25 KVA | 1188
6157 | Damoh | Damoh North | Pathariya Res | KERBANA | 11 KV Kerbana AG | Kerbana | KERBANA PUNNA WALA | 25 KVA | 1193
6158 | Damoh | Damoh North | Pathariya Res | KERBANA | 11 KV Kerbana AG | Kerbana | KERBANA JHIRIYA WALA | 25 KVA | 1202
6159 | Damoh | Damoh North | Pathariya Res | KERBANA | 11 KV Kerbana AG | Kerbana | KERBANA NIZAM SINGH WALA | 25 KVA | 1204
6160 | Damoh | Damoh North | Pathariya Res | KERBANA | 11 KV Kerbana AG | Sigon | KERBANA KAMAL SINGH WALA | 25 KVA | 1206
6161 | Damoh | Damoh North | Pathariya Res | KERBANA | 11 KV Kerbana AG | Sigon | KERBANA LAXMAN WALA | 25 KVA | 1207
6162 | Damoh | Damoh North | Pathariya Res | KERBANA | 11 KV Kerbana AG | Sigon | KERBANA UMA BAI WALA | 25 KVA | 1211
6163 | Damoh | Damoh North | Pathariya Res | KERBANA | 11 KV Kerbana AG | Mehalwara | KERBANA BANKHIRIYA WALA | 63 KVA | 1222
6164 | Damoh | Damoh North | Pathariya Res | KERBANA | 11 KV Kerbana AG | Mehalwara | KERBANA LAXMAN SINGH WALA | 25 KVA | 1227
6165 | Damoh | Damoh North | Pathariya Res | KERBANA | 11 KV Kerbana AG | Mehalwara | KERBANA BABU SINGH WALA | 25 KVA | 1233
6166 | Damoh | Damoh North | Pathariya Res | KERBANA | 11 KV Kerbana AG | Mehalwara | KERBANA JAGAT WALA | 25 KVA | 1235
6167 | Damoh | Damoh North | Pathariya Res | KERBANA | 11 KV Kerbana AG | Sigon | KERBANA ROOP SINGH WALA | 25 KVA | 1242
6168 | Damoh | Damoh North | Pathariya Res | KERBANA | 11 KV Kerbana AG | Sigon | KERBANA RAGHUVIR WALA | 25 KVA | 1245
6169 | Damoh | Damoh North | Pathariya Res | KERBANA | 11 KV Kerbana AG | Mehalwara | KERBANA DEVENDRA WALA | 25 KVA | 1249
6170 | Damoh | Damoh North | Pathariya Res | KERBANA | 11 KV Kerbana AG | Sigon | KERBANA MOHAN WALA | 25 KVA | 1253
6171 | Damoh | Damoh North | Pathariya Res | KERBANA | 11 KV Kerbana AG | Sigon | KERBANA PRAHLAD WALA | 25 KVA | 1255
6172 | Damoh | Damoh North | Pathariya Res | KERBANA | 11 KV Kerbana AG | Sigon | KERBANA MAHESH WALA | 25 KVA | 1257
6173 | Damoh | Damoh North | Pathariya Res | KERBANA | 11 KV Kerbana AG | Sigon | KERBANA RAO KHET SINGH WALA | 63 KVA | 1264
6174 | Damoh | Damoh North | Pathariya Res | KERBANA | 11 KV Kerbana AG | Kirola | KERBANA DEEPAK WALA | 25 KVA | 1270
6175 | Damoh | Damoh North | Pathariya Res | KERBANA | 11 KV Kerbana AG | Kirola | KERBANA MAHENDRA SINGH WALA | 25 KVA | 1275
6176 | Damoh | Damoh North | Pathariya Res | KERBANA | 11 KV Kerbana AG | Kerbana | KERBANA NATTHU WALA | 16 KVA | 1277
6177 | Damoh | Damoh North | Pathariya Res | KERBANA | 11 KV Kerbana AG | Kerbana | KERBANA PADAM WALA | 25 KVA | 1287
6178 | Damoh | Damoh North | Pathariya Res | KERBANA | 11 KV Kerbana AG | Madiya Lakhroni | KERBANA MOHAN SINGH WALA | 25 KVA | 1293
6179 | Damoh | Damoh North | Pathariya Res | KERBANA | 11 KV Kerbana AG | Madiya Lakhroni | KERBANA SAHU WALA | 63 KVA | 1296
6180 | Damoh | Damoh North | Pathariya Res | KERBANA | 11 KV Kerbana AG | Madiya Lakhroni | KERBANA SARPANCH WALA | 100 KVA | 1304
6181 | Damoh | Damoh North | Pathariya Res | KERBANA | 11 KV Kerbana AG | Ghoghra | KERBANA KHALAK SINGH WALA | 25 KVA | 1312
6182 | Damoh | Damoh North | Pathariya Res | KERBANA | 11 KV Kerbana AG | Ghoghra | KERBANA PARVATI WALA | 25 KVA | 1317
6183 | Damoh | Damoh North | Pathariya Res | KERBANA | 11 KV Kerbana AG | Ghoghra | KERBANA ROAD WALA | 63 KVA | 1321
6184 | Damoh | Damoh North | Pathariya Res | KERBANA | 11 KV Kerbana AG | Madiya Lakhroni | KERBANA PURAIYAN HAR WALA | 100 KVA | 1333
6185 | Damoh | Damoh North | Pathariya Res | KERBANA | 11 KV Kerbana AG | Madiya Lakhroni | KERBANA GYANI WALA | 25 KVA | 1341
6186 | Damoh | Damoh North | Pathariya Res | KERBANA | 11 KV Kerbana AG | Madiya Lakhroni | KERBANA RAJARAM WALA | 25 KVA | 1345
6187 | Damoh | Damoh North | Pathariya Res | KERBANA | 11 KV Kerbana AG | Madiya Lakhroni | JAGTHAR KUNDAN WALA | 25 KVA | 1349
6188 | Damoh | Damoh North | Pathariya Res | KERBANA | 11 KV Kerbana AG | Madiya Lakhroni | MADIYA IMLA WALA | 63 KVA | 1360
6189 | Damoh | Damoh North | Pathariya Res | KERBANA | 11 KV Kerbana AG | Madiya Lakhroni | MADIYA BAKHAT WALA | 25 KVA | 1365
6190 | Damoh | Damoh North | Pathariya Res | KERBANA | 11 KV Kerbana AG | Madiya Lakhroni | KERBANA DODA GHAT WALA | 25 KVA | 1376
6191 | Damoh | Damoh North | Pathariya Res | KERBANA | 11 KV Kerbana AG | Madiya Lakhroni | MADIYA BASTI WALA | 63 KVA | 1385
6192 | Damoh | Damoh North | Pathariya Res | KERBANA | 11 KV Kerbana AG | Madiya Lakhroni | MADIYA HAR WALA2 | 100 KVA | 1391
6193 | Damoh | Damoh North | Pathariya Res | KERBANA | 11 KV Kerbana AG | Jagthar | JAGTHAR DEVENDRA WALA | 25 KVA | 1409
6194 | Damoh | Damoh North | Pathariya Res | KERBANA | 11 KV Kerbana AG | Madiya Lakhroni | JAGTHAR KRISHNA BAI WALA | 25 KVA | 1410
6195 | Damoh | Damoh North | Pathariya Res | KERBANA | 11 KV Kerbana AG | Madiya Lakhroni | JAGTHAR SOMPRAKASH WALA | 25 KVA | 1413
6196 | Damoh | Damoh North | Pathariya Res | KERBANA | 11 KV Kerbana AG | Madiya Lakhroni | JAGTHAR UTTAM WALA | 25 KVA | 1419
6197 | Damoh | Damoh North | Pathariya Res | KERBANA | 11 KV Kerbana AG | Jagthar | JAGTHAR MANDIR WALA | 63 KVA | 1428
6198 | Damoh | Damoh North | Pathariya Res | KERBANA | 11 KV Kerbana AG | Jagthar | JAGTHAR MAHENDRA WALA | 16 KVA | 1434
6199 | Damoh | Damoh North | Pathariya Res | KERBANA | 11 KV Kerbana AG | Jagthar | JAGTHAR KISHAN SINGH WALA | 63 KVA | 1437
6201 | Damoh | Damoh North | Pathariya Res | KERBANA | 11 KV Kerbana AG | Jagthar | JAGTHAR BHARAT WALA | 25 KVA | 1447
6202 | Damoh | Damoh North | Pathariya Res | KERBANA | 11 KV Kerbana AG | Jagthar | JAGTHAR RAJESH WALA | 25 KVA | 1453
6203 | Damoh | Damoh North | Pathariya Res | KERBANA | 11 KV Kerbana AG | Jagthar | JAGTHAR HAKAM WALA | 25 KVA | 1460
6204 | Damoh | Damoh North | Pathariya Res | KERBANA | 11 KV Kerbana AG | Jagthar | JAGTHAR BASORI WALA | 25 KVA | 1466
6205 | Damoh | Damoh North | Pathariya Res | KERBANA | 11 KV Kerbana AG | Jagthar | JAGTHAR NANNU WALA | 25 KVA | 1470
6206 | Damoh | Damoh North | Pathariya Res | KERBANA | 11 KV Kerbana AG | Mehalwara | JAGTHAR TULAN WALA | 25 KVA | 1477
6207 | Damoh | Damoh North | Pathariya Res | KERBANA | 11 KV Kerbana AG | Mehalwara | JAGTHAR SHAILENDRA WALA | 25 KVA | 1480
6208 | Damoh | Damoh North | Pathariya Res | KERBANA | 11 KV Kerbana AG | Mehalwara | JAGTHAR KALU WALA | 25 KVA | 1485
6209 | Damoh | Damoh North | Pathariya Res | KERBANA | 11 KV Kerbana AG | Mehalwara | JAGTHAR SHIVRAM WALA | 25 KVA | 1487
6210 | Damoh | Damoh North | Pathariya Res | KERBANA | 11 KV Kerbana AG | Mehalwara | JAGTHAR NANNU AHIRWAR WALA | 25 KVA | 1492
6211 | Damoh | Damoh North | Pathariya Res | KERBANA | 11 KV Kerbana AG | Mehalwara | JAGTHAR KAMLESH DUBEY WALA | 25 KVA | 1496
6212 | Damoh | Damoh North | Pathariya Res | KERBANA | 11 KV Kerbana AG | Mehalwara | JAGTHAR RAJESH SHRIVASTAVA WALA | 25 KVA | 1511
6213 | Damoh | Damoh North | Pathariya Res | KERBANA | 11 KV Kerbana AG | Mehalwara | JAGTHAR LAXMI BAI WALA | 25 KVA | 1514
6214 | Damoh | Damoh North | Pathariya Res | KERBANA | 11 KV Kerbana AG | Mehalwara | JAGTHAR TRILOK WALA | 25 KVA | 1518
6215 | Damoh | Damoh North | Pathariya Res | KERBANA | 11 KV Kerbana AG | Mehalwara | JAGTHAR SHRIVASTAVA WALA | 100 KVA | 1520
6216 | Damoh | Damoh North | Pathariya Res | KERBANA | 11 KV Kerbana AG | Jagthar | JAGTHAR TIJAI WALA | 25 KVA | 1543
6217 | Damoh | Damoh North | Pathariya Res | KERBANA | 11 KV Kerbana AG | Jagthar | JAGTHAR SEWAK WALA | 25 KVA | 1544
6218 | Damoh | Damoh North | Pathariya Res | KERBANA | 11 KV Kerbana AG | Jagthar | JAGTHAR SUSHILA WALA | 25 KVA | 1549
6219 | Damoh | Damoh North | Pathariya Res | KERBANA | 11 KV Kerbana AG | Jagthar | JAGTHAR TUKAI WALA | 25 KVA | 1552
6220 | Damoh | Damoh North | Pathariya Res | KERBANA | 11 KV Kerbana AG | Jagthar | JAGTHAR SATISH WALA | 25 KVA | 1556
6221 | Damoh | Damoh North | Pathariya Res | KERBANA | 11 KV Kerbana AG | Jagthar | JAGTHAR KANCHHEDI WALA | 25 KVA | 1559
6222 | Damoh | Damoh North | Pathariya Res | KERBANA | 11 KV Kerbana AG | Jagthar | JAGTHAR MADAN WALA | 25 KVA | 1561
6223 | Damoh | Damoh North | Pathariya Res | KERBANA | 11 KV Gugara/Khaderi AG | Kerbana | KERBANA HIGH SCHOOL | 63 KVA | 70
6224 | Damoh | Damoh North | Pathariya Res | KERBANA | 11 KV Gugara/Khaderi AG | Kerbana | KERBANA BALRAM KHARE | 25 KVA | 62
6225 | Damoh | Damoh North | Pathariya Res | KERBANA | 11 KV Gugara/Khaderi AG | Kerbana | KERBANA DEVENDRA SINGH | 25 KVA | 58
6226 | Damoh | Damoh North | Pathariya Res | KERBANA | 11 KV Gugara/Khaderi AG | Kerbana | KERBANA RADHA BAI | 25 KVA | 52
6227 | Damoh | Damoh North | Pathariya Res | KERBANA | 11 KV Gugara/Khaderi AG | Kerbana | KERBANA SHRIVASTAVA | 100 KVA | 44
6228 | Damoh | Damoh North | Pathariya Res | KERBANA | 11 KV Gugara/Khaderi AG | Kerbana | KERBANA UTTAM SINGH | 25 KVA | 36
6229 | Damoh | Damoh North | Pathariya Res | KERBANA | 11 KV Gugara/Khaderi AG | Kerbana | KERBANA PUSHPENDRA SINGH | 25 KVA | 32
6230 | Damoh | Damoh North | Pathariya Res | KERBANA | 11 KV Gugara/Khaderi AG | Kerbana | KERBANA BABULAL JAIN | 25 KVA | 28
6231 | Damoh | Damoh North | Pathariya Res | KERBANA | 11 KV Gugara/Khaderi AG | Jejat Khera | KERBANA HARI SINGH | 25 KVA | 21
6232 | Damoh | Damoh North | Pathariya Res | KERBANA | 11 KV Gugara/Khaderi AG | Jejat Khera | KERBANA SANJAY PATHAK | 25 KVA | 13
6233 | Damoh | Damoh North | Pathariya Res | KERBANA | 11 KV Gugara/Khaderi AG | Jejat Khera | KERBANA KAMAL SINGH | 25 KVA | 5
6234 | Damoh | Damoh North | Pathariya Res | KERBANA | 11 KV Gugara/Khaderi AG | Kerbana | KERBANA SUMITRA BAI | 25 KVA | 76
6235 | Damoh | Damoh North | Pathariya Res | KERBANA | 11 KV Gugara/Khaderi AG | Kerbana | KERBANA VEER SINGH | 25 KVA | 87
6236 | Damoh | Damoh North | Pathariya Res | KERBANA | 11 KV Gugara/Khaderi AG | Kerbana | KERBANA SHEELA BAI | 25 KVA | 92
6237 | Damoh | Damoh North | Pathariya Res | KERBANA | 11 KV Gugara/Khaderi AG | Kerbana | KERBANA RAM PRASAD | 25 KVA | 95
6238 | Damoh | Damoh North | Pathariya Res | KERBANA | 11 KV Gugara/Khaderi AG | Sigon | GOOGRA DRAGPAL SINGH | 25 KVA | 101
6239 | Damoh | Damoh North | Pathariya Res | KERBANA | 11 KV Gugara/Khaderi AG | Sigon | KERBANA NANNI BAI | 25 KVA | 103
6240 | Damoh | Damoh North | Pathariya Res | KERBANA | 11 KV Gugara/Khaderi AG | Sigon | GOOGRA PULIYA WALA | 100 KVA | 111
6241 | Damoh | Damoh North | Pathariya Res | KERBANA | 11 KV Gugara/Khaderi AG | Sigon | GOOGRA GAYATRI DEVI | 25 KVA | 120
6242 | Damoh | Damoh North | Pathariya Res | KERBANA | 11 KV Gugara/Khaderi AG | Sigon | GOOGRA DILIP SINGH | 25 KVA | 128
6243 | Damoh | Damoh North | Pathariya Res | KERBANA | 11 KV Gugara/Khaderi AG | Sigon | GOOGRA NEHA BAI | 25 KVA | 135
6244 | Damoh | Damoh North | Pathariya Res | KERBANA | 11 KV Gugara/Khaderi AG | Sigon | GOOGRA SHEELCHAND WALA | 25 KVA | 140
6245 | Damoh | Damoh North | Pathariya Res | KERBANA | 11 KV Gugara/Khaderi AG | Sigon | GOOGRA DRIG VIJAY SINGH | 25 KVA | 150
6246 | Damoh | Damoh North | Pathariya Res | KERBANA | 11 KV Gugara/Khaderi AG | Sigon | GOOGRA UMRAO ATHAYA | 25 KVA | 151
6247 | Damoh | Damoh North | Pathariya Res | KERBANA | 11 KV Gugara/Khaderi AG | Sigon | GOOGRA BHAGCHAND WALA | 25 KVA | 152
6248 | Damoh | Damoh North | Pathariya Res | KERBANA | 11 KV Gugara/Khaderi AG | Sigon | GOOGRA IMARTI BAI | 25 KVA | 153
6249 | Damoh | Damoh North | Pathariya Res | KERBANA | 11 KV Gugara/Khaderi AG | Sigon | GOOGRA BAHADUR SINGH | 25 KVA | 156
6250 | Damoh | Damoh North | Pathariya Res | KERBANA | 11 KV Gugara/Khaderi AG | Sigon | GOOGRA BHUPENDRA SINGH | 25 KVA | 159
6251 | Damoh | Damoh North | Pathariya Res | KERBANA | 11 KV Gugara/Khaderi AG | Sigon | GOOGRA YOGENDRA SINGH | 25 KVA | 164
6252 | Damoh | Damoh North | Pathariya Res | KERBANA | 11 KV Gugara/Khaderi AG | Sigon | GOOGRA ASHA BAI | 25 KVA | 167
6253 | Damoh | Damoh North | Pathariya Res | KERBANA | 11 KV Gugara/Khaderi AG | Sigon | GOOGRA KALYAN SINGH | 25 KVA | 168
6254 | Damoh | Damoh North | Pathariya Res | KINDRAHO | 11 KV Kindraho Basti DL | Ghoghri Gulal | KINDRAHO TALAB 200KVA | 100 KVA | 374
6255 | Damoh | Damoh North | Pathariya Res | KINDRAHO | 11 KV Kindraho Basti DL | Ghoghri Gulal | WATOR WAKS | 25 KVA | 372
6256 | Damoh | Damoh North | Pathariya Res | KINDRAHO | 11 KV Kindraho Basti DL | Ghoghri Gulal | WATOR WAKS | 63 KVA | 371
6257 | Damoh | Damoh North | Pathariya Res | KINDRAHO | 11 KV Kindraho Basti DL | Magardha | BASTI 1 | 25 KVA | 368
6258 | Damoh | Damoh North | Pathariya Res | KINDRAHO | 11 KV Kindraho Basti DL | Magardha | BASTI 2 | 25 KVA | 361
6259 | Damoh | Damoh North | Pathariya Res | KINDRAHO | 11 KV Kindraho Basti DL | Magardha | BASTI 3 | 25 KVA | 355
6260 | Damoh | Damoh North | Pathariya Res | KINDRAHO | 11 KV Kindraho Basti DL | Semra Lodhi | BASTI 2 | 63 KVA | 335
6261 | Damoh | Damoh North | Pathariya Res | KINDRAHO | 11 KV Kindraho Basti DL | Semra Lodhi | MAGARDHA BASTI | 25 KVA | 331
6262 | Damoh | Damoh North | Pathariya Res | KINDRAHO | 11 KV Kindraho Basti DL | Semra Lodhi | KHIRIYA SHANKAR BASTI | 25 KVA | 330
6263 | Damoh | Damoh North | Pathariya Res | KINDRAHO | 11 KV Kindraho Basti DL | Semra Lodhi | BASTI 1 | 25 KVA | 329
6264 | Damoh | Damoh North | Pathariya Res | KINDRAHO | 11 KV Kindraho Basti DL | Semra Lodhi | BASTI 4 | 25 KVA | 324
6265 | Damoh | Damoh North | Pathariya Res | KINDRAHO | 11 KV Kindraho Basti DL | Semra Lodhi | BASTI 3 | 25 KVA | 318
6266 | Damoh | Damoh North | Pathariya Res | KINDRAHO | 11 KV Kindraho Basti DL | Ghoghri Gulal | BASTI | 25 KVA | 288
6267 | Damoh | Damoh North | Pathariya Res | KINDRAHO | 11 KV Kindraho Basti DL | Ghoghri Gulal | GHOGHARI BASTI | 25 KVA | 283
6268 | Damoh | Damoh North | Pathariya Res | KINDRAHO | 11 KV Kindraho Basti DL | Ghoghri Gulal | HIGH SCHOOL | 25 KVA | 380
6269 | Damoh | Damoh North | Pathariya Res | KINDRAHO | 11 KV Kindraho Basti DL | Ghoghri Gulal | AADIWASI | 25 KVA | 387
6270 | Damoh | Damoh North | Pathariya Res | KINDRAHO | 11 KV Kindraho Basti DL | Kindraho | AIRTEL TOWER | 25 KVA | 390
6271 | Damoh | Damoh North | Pathariya Res | KINDRAHO | 11 KV Kindraho Basti DL | Kindraho | AGANWADI | 63 KVA | 392
6272 | Damoh | Damoh North | Pathariya Res | KINDRAHO | 11 KV Kindraho Basti DL | Kindraho | KINDRAHO SBI | 25 KVA | 397
6273 | Damoh | Damoh North | Pathariya Res | KINDRAHO | 11 KV Kindraho Basti DL | Kindraho | SR TELECOM | 100 KVA | 398
6274 | Damoh | Damoh North | Pathariya Res | KINDRAHO | 11 KV Kindraho Basti DL | Kindraho | STATE BANK | 100 KVA | 399
6275 | Damoh | Damoh North | Pathariya Res | KINDRAHO | 11 KV Kindraho Basti DL | Kindraho | PIPRA | 25 KVA | 411
6276 | Damoh | Damoh North | Pathariya Res | KINDRAHO | 11 KV Kindraho Basti DL | Kindraho | CHOTE PATEL | 25 KVA | 428
6277 | Damoh | Damoh North | Pathariya Res | KINDRAHO | 11 KV Kindraho Basti DL | Jhagri Kindarho | JHAGRI BASTI 100KVA | 100 KVA | 463
6278 | Damoh | Damoh North | Pathariya Res | KINDRAHO | 11 KV Kindraho Basti DL | Jhagri Kindarho | JHAGRI BASTI 25KVA | 25 KVA | 471
6279 | Damoh | Damoh North | Pathariya Res | KINDRAHO | 11 KV Kindraho Basti DL | Jhagri Kindarho | BASTI 1 | 100 KVA | 488
6280 | Damoh | Damoh North | Pathariya Res | KINDRAHO | 11 KV Kindraho Basti DL | Jhagri Kindarho | BASTI 2 | 25 KVA | 491
6281 | Damoh | Damoh North | Pathariya Res | KINDRAHO | 11 KV Kindraho Basti DL | Khiriya Shankar | KHIRIYA SHANKAR JANKI PATEL WALA | 25 KVA | 494
6282 | Damoh | Damoh North | Pathariya Res | KINDRAHO | 11 KV Kindraho Basti DL | Khiriya Shankar | KHIRIYA SHANKAR RAHUL MUKADDAM WALA | 25 KVA | 499
6283 | Damoh | Damoh North | Pathariya Res | KINDRAHO | 11 KV Kindraho Basti DL | Jhagri Kindarho | KOTRA BASTI | 63 KVA | 531
6284 | Damoh | Damoh North | Pathariya Res | KINDRAHO | 11 KV Kindraho Basti DL | Kindraho | KINDRAHO SAHAB THAKUR WALA | 25 KVA | 539
6285 | Damoh | Damoh North | Pathariya Res | KINDRAHO | 11 KV Kindraho Basti DL | Kindraho | KINDRAHO PAPPU PATEL WALA | 25 KVA | 541
6286 | Damoh | Damoh North | Pathariya Res | KINDRAHO | 11 KV Kindraho Basti DL | Kindraho | PATELYANA | 100 KVA | 545
6287 | Damoh | Damoh North | Pathariya Res | KINDRAHO | 11 KV Kedraho AG | Jhagri Kindarho | JHAGRI RATAN WALA | 25 KVA | 357
6288 | Damoh | Damoh North | Pathariya Res | KINDRAHO | 11 KV Kedraho AG | Jhagri Kindarho | JHAGRI HVDS WALA | 25 KVA | 354
6289 | Damoh | Damoh North | Pathariya Res | KINDRAHO | 11 KV Kedraho AG | Jhagri Kindarho | JHAGRI BRAJENDRA WALA | 25 KVA | 351
6290 | Damoh | Damoh North | Pathariya Res | KINDRAHO | 11 KV Kedraho AG | Jhagri Kindarho | JHAGRI RAJU WALA | 25 KVA | 350
6291 | Damoh | Damoh North | Pathariya Res | KINDRAHO | 11 KV Kedraho AG | Jhagri Kindarho | JHAGRI THAN SINGH WALA | 100 KVA | 346
6292 | Damoh | Damoh North | Pathariya Res | KINDRAHO | 11 KV Kedraho AG | Jhagri Kindarho | JHAGRI MOTI WALA | 25 KVA | 344
6293 | Damoh | Damoh North | Pathariya Res | KINDRAHO | 11 KV Kedraho AG | Jhagri Kindarho | JHAGRI UTTAM WALA | 25 KVA | 343
6294 | Damoh | Damoh North | Pathariya Res | KINDRAHO | 11 KV Kedraho AG | Jhagri Kindarho | JHAGRI LAMARDAR WALA | 25 KVA | 340
6295 | Damoh | Damoh North | Pathariya Res | KINDRAHO | 11 KV Kedraho AG | Jhagri Kindarho | JHAGRI RAJKUMAR WALA | 25 KVA | 334
6296 | Damoh | Damoh North | Pathariya Res | KINDRAHO | 11 KV Kedraho AG | Jhagri Kindarho | JHAGRI HVDS WALA2 | 25 KVA | 333
6297 | Damoh | Damoh North | Pathariya Res | KINDRAHO | 11 KV Kedraho AG | Jhagri Kindarho | JHAGRI LATTU WALA | 25 KVA | 327
6298 | Damoh | Damoh North | Pathariya Res | KINDRAHO | 11 KV Kedraho AG | Kanari | JHAGRI TAKHAT WALA | 25 KVA | 326
6299 | Damoh | Damoh North | Pathariya Res | KINDRAHO | 11 KV Kedraho AG | Kanari | KANARI (JHARI) SONU WALA | 25 KVA | 323
6301 | Damoh | Damoh North | Pathariya Res | KINDRAHO | 11 KV Kedraho AG | Kanari | JHAGRI RAJKUMAR2 | 25 KVA | 315
6302 | Damoh | Damoh North | Pathariya Res | KINDRAHO | 11 KV Kedraho AG | Semra Lodhi | JHAGRI KALU WALA | 25 KVA | 307
6303 | Damoh | Damoh North | Pathariya Res | KINDRAHO | 11 KV Kedraho AG | Semra Lodhi | JHAGRI GULAB BAI WALA | 25 KVA | 303
6304 | Damoh | Damoh North | Pathariya Res | KINDRAHO | 11 KV Kedraho AG | Semra Lodhi | JHAGRI RAM SINGH(PAPPU) WALA | 25 KVA | 300
6305 | Damoh | Damoh North | Pathariya Res | KINDRAHO | 11 KV Kedraho AG | Semra Lodhi | JHAGRI MULAM WALA | 25 KVA | 298
6306 | Damoh | Damoh North | Pathariya Res | KINDRAHO | 11 KV Kedraho AG | Jhagri Kindarho | JHAGRI NARENDRA WALA | 25 KVA | 290
6307 | Damoh | Damoh North | Pathariya Res | KINDRAHO | 11 KV Kedraho AG | Jhagri Kindarho | JHAGRI DAYAL WALA | 25 KVA | 286
6308 | Damoh | Damoh North | Pathariya Res | KINDRAHO | 11 KV Kedraho AG | Jhagri Kindarho | JHAGRI HVDS WALA3 | 25 KVA | 282
6309 | Damoh | Damoh North | Pathariya Res | KINDRAHO | 11 KV Kedraho AG | Jhagri Kindarho | JHAGRI VIRENDRA WALA | 25 KVA | 280
6310 | Damoh | Damoh North | Pathariya Res | KINDRAHO | 11 KV Kedraho AG | Jhagri Kindarho | JHAGRI DAROGA WALA | 25 KVA | 266
6311 | Damoh | Damoh North | Pathariya Res | KINDRAHO | 11 KV Kedraho AG | Kindraho | KINDRAHO SARJU WALA | 25 KVA | 263
6312 | Damoh | Damoh North | Pathariya Res | KINDRAHO | 11 KV Kedraho AG | Kindraho | KOTRA KALU WALA | 25 KVA | 256
6313 | Damoh | Damoh North | Pathariya Res | KINDRAHO | 11 KV Kedraho AG | Kindraho | KINDRAHO PRATAP WALA | 25 KVA | 249
6314 | Damoh | Damoh North | Pathariya Res | KINDRAHO | 11 KV Kedraho AG | Kindraho | KINDRAHO SHALAWARE | 25 KVA | 246
6315 | Damoh | Damoh North | Pathariya Res | KINDRAHO | 11 KV Kedraho AG | Kindraho | KINDRAHO HAMMIR WALA | 25 KVA | 243
6316 | Damoh | Damoh North | Pathariya Res | KINDRAHO | 11 KV Kedraho AG | Kindraho | KINDRAHO SONE SING NARAYAN WALA | 25 KVA | 239
6317 | Damoh | Damoh North | Pathariya Res | KINDRAHO | 11 KV Kedraho AG | Kindraho | KINDRAHO RAMSINGH WALA | 25 KVA | 234
6318 | Damoh | Damoh North | Pathariya Res | KINDRAHO | 11 KV Kedraho AG | Kindraho | KINDRAHO BABU WALA | 25 KVA | 228
6319 | Damoh | Damoh North | Pathariya Res | KINDRAHO | 11 KV Kedraho AG | Kindraho | KINDAHO BABU PURAN SING WALA | 25 KVA | 222
6320 | Damoh | Damoh North | Pathariya Res | KINDRAHO | 11 KV Kedraho AG | Kindraho | KINDRAHO VIVEK SAPRE WALA | 16 KVA | 214
6321 | Damoh | Damoh North | Pathariya Res | KINDRAHO | 11 KV Kedraho AG | Kindraho | KINDRAHO RAMESH PATEL | 25 KVA | 209
6322 | Damoh | Damoh North | Pathariya Res | KINDRAHO | 11 KV Kedraho AG | Kindraho | KINDRAHO DILIP SAPRE3 | 25 KVA | 206
6323 | Damoh | Damoh North | Pathariya Res | KINDRAHO | 11 KV Kedraho AG | Kindraho | KINDRAHO BADEKAKKU | 63 KVA | 201
6324 | Damoh | Damoh North | Pathariya Res | KINDRAHO | 11 KV Kedraho AG | Kindraho | KINDRAHO BABU WALA | 16 KVA | 194
6325 | Damoh | Damoh North | Pathariya Res | KINDRAHO | 11 KV Kedraho AG | Kindraho | KINDRAHO VIRENDRA WALA | 25 KVA | 195
6326 | Damoh | Damoh North | Pathariya Res | KINDRAHO | 11 KV Kedraho AG | Kindraho | KINDRAHO RIPTA WALA | 25 KVA | 188
6327 | Damoh | Damoh North | Pathariya Res | KINDRAHO | 11 KV Kedraho AG | Kindraho | KINDRAHO SANTOSH WALA | 25 KVA | 186
6328 | Damoh | Damoh North | Pathariya Res | KINDRAHO | 11 KV Kedraho AG | Kindraho | KINDRAHO TEEKARAM WALA | 63 KVA | 182
6329 | Damoh | Damoh North | Pathariya Res | KINDRAHO | 11 KV Kedraho AG | Kindraho | KINDRAHO GANDU WALA | 25 KVA | 172
6330 | Damoh | Damoh North | Pathariya Res | KINDRAHO | 11 KV Kedraho AG | Magardha | SEMRA LODHI KALU KISHOR SINGH | 25 KVA | 168
6331 | Damoh | Damoh North | Pathariya Res | KINDRAHO | 11 KV Kedraho AG | Magardha | SEMRA LODHI DHAN BAI WALA | 100 KVA | 161
6332 | Damoh | Damoh North | Pathariya Res | KINDRAHO | 11 KV Kedraho AG | Semra Lodhi | KINDRAHO MAKHAN WALA | 63 KVA | 154
6333 | Damoh | Damoh North | Pathariya Res | KINDRAHO | 11 KV Kedraho AG | Semra Lodhi | KINDRAHO HANUMAT WALA | 25 KVA | 148
6334 | Damoh | Damoh North | Pathariya Res | KINDRAHO | 11 KV Kedraho AG | Semra Lodhi | KINDRAHO MUDI SETH WALA | 100 KVA | 141
6335 | Damoh | Damoh North | Pathariya Res | KINDRAHO | 11 KV Kedraho AG | Semra Lodhi | KINDRAHO KAMAL SINGH WALA | 63 KVA | 133
6336 | Damoh | Damoh North | Pathariya Res | KINDRAHO | 11 KV Kedraho AG | Semra Lodhi | KINDRAHO ASHOK MARAJ WALA | 25 KVA | 131
6337 | Damoh | Damoh North | Pathariya Res | KINDRAHO | 11 KV Kedraho AG | Semra Lodhi | KINDRAHO MANISH WALA | 63 KVA | 122
6338 | Damoh | Damoh North | Pathariya Res | KINDRAHO | 11 KV Kedraho AG | Ghoghri Gulal | KINDRAHO SAPRE WALA | 25 KVA | 113
6339 | Damoh | Damoh North | Pathariya Res | KINDRAHO | 11 KV Kedraho AG | Magardha | KINDRAHO CHANDU BHARAJ | 25 KVA | 109
6340 | Damoh | Damoh North | Pathariya Res | KINDRAHO | 11 KV Kedraho AG | Semra Lodhi | KINDRAHO DARJI WALA 100KVA | 100 KVA | 94
6341 | Damoh | Damoh North | Pathariya Res | KINDRAHO | 11 KV Kedraho AG | Semra Lodhi | KINDRAHO BABBU PATEL | 63 KVA | 89
6342 | Damoh | Damoh North | Pathariya Res | KINDRAHO | 11 KV Kedraho AG | Semra Lodhi | KINDRAHO BHUJWAL WALA | 25 KVA | 85
6343 | Damoh | Damoh North | Pathariya Res | KINDRAHO | 11 KV Kedraho AG | Semra Lodhi | KINDRAHO VISHRAM WALA | 100 KVA | 82
6344 | Damoh | Damoh North | Pathariya Res | KINDRAHO | 11 KV Kedraho AG | Ghoghri Gulal | KINDRAHO TAPPU WALE MUNNA PATEL | 25 KVA | 77
6345 | Damoh | Damoh North | Pathariya Res | KINDRAHO | 11 KV Kedraho AG | Ghoghri Gulal | KINDRAHO SUNIL MISHRA WALA 25KVA | 25 KVA | 73
6346 | Damoh | Damoh North | Pathariya Res | KINDRAHO | 11 KV Kedraho AG | Ghoghri Gulal | KINDRAHO CHAK WALA 100KVA | 100 KVA | 69
6347 | Damoh | Damoh North | Pathariya Res | KINDRAHO | 11 KV Kedraho AG | Ghoghri Gulal | KINDRAHO RAJABAI WALA | 25 KVA | 67
6348 | Damoh | Damoh North | Pathariya Res | KINDRAHO | 11 KV Kedraho AG | Ghoghri Gulal | KINDRAHO CHANDU MAHARAJ WALA | 25 KVA | 62
6349 | Damoh | Damoh North | Pathariya Res | KINDRAHO | 11 KV Kedraho AG | Ghoghri Gulal | KINDRAHO VAIBHAV SAPRE CHAK WALA 25KVA | 25 KVA | 59
6350 | Damoh | Damoh North | Pathariya Res | KINDRAHO | 11 KV Kedraho AG | Ghoghri Gulal | KINDRAHO JAGAT SINGH | 100 KVA | 52
6351 | Damoh | Damoh North | Pathariya Res | KINDRAHO | 11 KV Kedraho AG | Kindraho | KINDRAHO BADDA WALA | 25 KVA | 42
6352 | Damoh | Damoh North | Pathariya Res | KINDRAHO | 11 KV Kedraho AG | Kindraho | KINDRAHO VILASH WALA3 | 25 KVA | 38
6353 | Damoh | Damoh North | Pathariya Res | KINDRAHO | 11 KV Kedraho AG | Kindraho | KINDRAHO RAJJU WALA | 16 KVA | 35
6354 | Damoh | Damoh North | Pathariya Res | KINDRAHO | 11 KV Kedraho AG | Kindraho | KINDRAHO DALAN WALA | 25 KVA | 34
6355 | Damoh | Damoh North | Pathariya Res | KINDRAHO | 11 KV Kedraho AG | Kindraho | KINDRAHO BILASH SAPRE | 100 KVA | 31
6356 | Damoh | Damoh North | Pathariya Res | KINDRAHO | 11 KV Kedraho AG | Kindraho | KINDRAHO DILIP SAPRE2 | 25 KVA | 24
6357 | Damoh | Damoh North | Pathariya Res | KINDRAHO | 11 KV Kedraho AG | Kindraho | KINDRAHO DHANIRAM PATEL | 16 KVA | 20
6358 | Damoh | Damoh North | Pathariya Res | KINDRAHO | 11 KV Kedraho AG | Kindraho | KINDRAHO DILIP SAPRE WALA | 25 KVA | 18
6359 | Damoh | Damoh North | Pathariya Res | KINDRAHO | 11 KV Kedraho AG | Jhagri Kindarho | JHAGRI ROOP SINGH WALA | 25 KVA | 367
6360 | Damoh | Damoh North | Pathariya Res | KINDRAHO | 11 KV Kedraho AG | Jhagri Kindarho | JHAGRI SANTOSH WALA | 25 KVA | 370
6361 | Damoh | Damoh North | Pathariya Res | KINDRAHO | 11 KV Kedraho AG | Jhagri Kindarho | KHIRIYA SHANKAR DEENDAYAL WALA | 25 KVA | 380
6362 | Damoh | Damoh North | Pathariya Res | KINDRAHO | 11 KV Kedraho AG | Jhagri Kindarho | KHIRIYA SHANKAR VONOD WALA | 25 KVA | 386
6363 | Damoh | Damoh North | Pathariya Res | KINDRAHO | 11 KV Kedraho AG | Jhagri Kindarho | KHIRIYA SHANKAR RAKESH PATEL | 25 KVA | 387
6364 | Damoh | Damoh North | Pathariya Res | KINDRAHO | 11 KV Kedraho AG | Kanari | KHIRIYA SHANKAR MUKADDAM WALA | 63 KVA | 388
6365 | Damoh | Damoh North | Pathariya Res | KINDRAHO | 11 KV Kedraho AG | Kanari | KHIRIYA SHANKAR NEELESH KAY | 25 KVA | 391
6366 | Damoh | Damoh North | Pathariya Res | KINDRAHO | 11 KV Kedraho AG | Khiriya Shankar | KHIRIYA SHANKAR DAYARAM WALA | 25 KVA | 402
6367 | Damoh | Damoh North | Pathariya Res | KINDRAHO | 11 KV Kedraho AG | Khiriya Shankar | KHIRIYA SHANKAR LALLU WALA | 25 KVA | 403
6368 | Damoh | Damoh North | Pathariya Res | KINDRAHO | 11 KV Kedraho AG | Khiriya Shankar | KHIRIYA SHANKAR MANAKLAL WALA | 25 KVA | 406
6369 | Damoh | Damoh North | Pathariya Res | KINDRAHO | 11 KV Kedraho AG | Khiriya Shankar | KHIRIYA SHANKAR HVDS | 25 KVA | 414
6370 | Damoh | Damoh North | Pathariya Res | KINDRAHO | 11 KV Kedraho AG | Kindraho | KINDRAHO BADDA WALA | 25 KVA | 418
6371 | Damoh | Damoh North | Pathariya Res | KINDRAHO | 11 KV Kedraho AG | Semra Lodhi | KINDRAHO MOHAN WALA | 25 KVA | 422
6372 | Damoh | Damoh North | Pathariya Res | KINDRAHO | 11 KV Kedraho AG | Semra Lodhi | KINDRAHO DHANSING WALA | 25 KVA | 428
6373 | Damoh | Damoh North | Pathariya Res | KINDRAHO | 11 KV Kedraho AG | Semra Lodhi | KINDARHO HVDS TAGAR | 25 KVA | 431
6374 | Damoh | Damoh North | Pathariya Res | KINDRAHO | 11 KV Kedraho AG | Semra Lodhi | KINDRAHO CHITTAR SING WALA | 25 KVA | 433
6375 | Damoh | Damoh North | Pathariya Res | KINDRAHO | 11 KV Kedraho AG | Semra Lodhi | KINDRAHO JHALLU WALA | 25 KVA | 442
6376 | Damoh | Damoh North | Pathariya Res | KINDRAHO | 11 KV Kedraho AG | Semra Lodhi | PARIKCHHIT WALA | 25 KVA | 446
6377 | Damoh | Damoh North | Pathariya Res | KINDRAHO | 11 KV Kedraho AG | Semra Lodhi | KINDRAHO MUNNA WALA | 25 KVA | 449
6378 | Damoh | Damoh North | Pathariya Res | KINDRAHO | 11 KV Kedraho AG | Jhagri Kindarho | KINDRAHO RAMESH PATEL WALA | 25 KVA | 452
6379 | Damoh | Damoh North | Pathariya Res | KINDRAHO | 11 KV Bakeni AG | Khiriya Shankar | CHHIRKA JASWANT WALA2 | 25 KVA | 788
6380 | Damoh | Damoh North | Pathariya Res | KINDRAHO | 11 KV Bakeni AG | Khiriya Shankar | CHHIRKA MUKESH WALA | 25 KVA | 784
6381 | Damoh | Damoh North | Pathariya Res | KINDRAHO | 11 KV Bakeni AG | Khiriya Shankar | CHHIRKA SAVITRI BAI WALA | 25 KVA | 781
6382 | Damoh | Damoh North | Pathariya Res | KINDRAHO | 11 KV Bakeni AG | Sagoni Khurd | BAKENI ANGAD WALA2 | 25 KVA | 768
6383 | Damoh | Damoh North | Pathariya Res | KINDRAHO | 11 KV Bakeni AG | Khiriya Shankar | BAKENI DEVENDRA SETH WALA | 25 KVA | 763
6384 | Damoh | Damoh North | Pathariya Res | KINDRAHO | 11 KV Bakeni AG | Khiriya Shankar | BAKENI SEN WALA | 25 KVA | 754
6385 | Damoh | Damoh North | Pathariya Res | KINDRAHO | 11 KV Bakeni AG | Chhirka | CHHIRKA GADAIYA WALA | 25 KVA | 750
6386 | Damoh | Damoh North | Pathariya Res | KINDRAHO | 11 KV Bakeni AG | Chhirka | CHHIRKA MUKESH WALA | 25 KVA | 746
6387 | Damoh | Damoh North | Pathariya Res | KINDRAHO | 11 KV Bakeni AG | Kotra | CHHIRKA LAXMAN WALA | 25 KVA | 743
6388 | Damoh | Damoh North | Pathariya Res | KINDRAHO | 11 KV Bakeni AG | Kotra | CHHIRKA MOHAN WALA | 25 KVA | 737
6389 | Damoh | Damoh North | Pathariya Res | KINDRAHO | 11 KV Bakeni AG | Kotra | CHHIRKA AMAR SINGH WALA | 25 KVA | 738
6390 | Damoh | Damoh North | Pathariya Res | KINDRAHO | 11 KV Bakeni AG | Kotra | ITWA MURLIDHAR WALA | 25 KVA | 733
6391 | Damoh | Damoh North | Pathariya Res | KINDRAHO | 11 KV Bakeni AG | Kotra | ITWA MAKHAN WALA | 25 KVA | 730
6392 | Damoh | Damoh North | Pathariya Res | KINDRAHO | 11 KV Bakeni AG | Kotra | ITWA DAYARAM WALA | 25 KVA | 728
6393 | Damoh | Damoh North | Pathariya Res | KINDRAHO | 11 KV Bakeni AG | Kotra | ITWA RAGHAVENDRA WALA | 25 KVA | 726
6394 | Damoh | Damoh North | Pathariya Res | KINDRAHO | 11 KV Bakeni AG | Kotra | ITWA KISHORI WALA | 25 KVA | 725
6395 | Damoh | Damoh North | Pathariya Res | KINDRAHO | 11 KV Bakeni AG | Chhirka | CHHIRKA RAJENDRA WALA | 25 KVA | 704
6396 | Damoh | Damoh North | Pathariya Res | KINDRAHO | 11 KV Bakeni AG | Chhirka | CHHIRKA GUDDU WALA2 | 100 KVA | 698
6397 | Damoh | Damoh North | Pathariya Res | KINDRAHO | 11 KV Bakeni AG | Chhirka | CHHIRKA JASWANT WALA | 25 KVA | 692
6398 | Damoh | Damoh North | Pathariya Res | KINDRAHO | 11 KV Bakeni AG | Chhirka | CHHIRKA VIDUR WALA | 25 KVA | 683
6399 | Damoh | Damoh North | Pathariya Res | KINDRAHO | 11 KV Bakeni AG | Chhirka | BAKENI NANDU WALA | 16 KVA | 681
6401 | Damoh | Damoh North | Pathariya Res | KINDRAHO | 11 KV Bakeni AG | Chhirka | BAKENI ANGAD WALA | 100 KVA | 672
6402 | Damoh | Damoh North | Pathariya Res | KINDRAHO | 11 KV Bakeni AG | Chhirka | BAKENI JAGAT WALA | 25 KVA | 669
6403 | Damoh | Damoh North | Pathariya Res | KINDRAHO | 11 KV Bakeni AG | Bakeni | BAKENI AMAN WALA | 25 KVA | 642
6404 | Damoh | Damoh North | Pathariya Res | KINDRAHO | 11 KV Bakeni AG | Bakeni | BAKENI SETH WALA | 25 KVA | 645
6405 | Damoh | Damoh North | Pathariya Res | KINDRAHO | 11 KV Bakeni AG | Bakeni | BAKENI RAJESH WALA | 25 KVA | 639
6406 | Damoh | Damoh North | Pathariya Res | KINDRAHO | 11 KV Bakeni AG | Chhirka | BAKENI LAKHAN WALA | 25 KVA | 633
6407 | Damoh | Damoh North | Pathariya Res | KINDRAHO | 11 KV Bakeni AG | Chhirka | BAKENI KUNJI WALA | 25 KVA | 627
6408 | Damoh | Damoh North | Pathariya Res | KINDRAHO | 11 KV Bakeni AG | Chhirka | BAKENI BABAU WALA | 25 KVA | 615
6409 | Damoh | Damoh North | Pathariya Res | KINDRAHO | 11 KV Bakeni AG | Chhirka | BAKENI CHINNE WALA | 25 KVA | 607
6410 | Damoh | Damoh North | Pathariya Res | KINDRAHO | 11 KV Bakeni AG | Bakeni | BAKENI PANNA WALA | 25 KVA | 605
6411 | Damoh | Damoh North | Pathariya Res | KINDRAHO | 11 KV Bakeni AG | Chhirka | BAKENI SIDDU WALA | 63 KVA | 596
6412 | Damoh | Damoh North | Pathariya Res | KINDRAHO | 11 KV Bakeni AG | Bakeni | BAKENI DHARMENDRA WALA | 25 KVA | 581
6413 | Damoh | Damoh North | Pathariya Res | KINDRAHO | 11 KV Bakeni AG | Bakeni | CHHAPRI TEEKARAM WALA | 25 KVA | 570
6414 | Damoh | Damoh North | Pathariya Res | KINDRAHO | 11 KV Bakeni AG | Bakeni | CHHAPRI LAXMIBAI WALA | 25 KVA | 563
6415 | Damoh | Damoh North | Pathariya Res | KINDRAHO | 11 KV Bakeni AG | Bakeni | CHHAPRI RAMNARESH WALA 2 | 25 KVA | 560
6416 | Damoh | Damoh North | Pathariya Res | KINDRAHO | 11 KV Bakeni AG | Bakeni | CHHAPRI SUDAMA WALA | 25 KVA | 557
6417 | Damoh | Damoh North | Pathariya Res | KINDRAHO | 11 KV Bakeni AG | Bakeni | CHHAPRI RAMNARESH WALA | 25 KVA | 548
6418 | Damoh | Damoh North | Pathariya Res | KINDRAHO | 11 KV Bakeni AG | Mara | CHHAPRI GULABRANI WALA | 25 KVA | 543
6419 | Damoh | Damoh North | Pathariya Res | KINDRAHO | 11 KV Bakeni AG | Mara | CHHAPRI RADHE WALA | 25 KVA | 530
6420 | Damoh | Damoh North | Pathariya Res | KINDRAHO | 11 KV Bakeni AG | Mara | CHHAPRI BIHARI WALA | 25 KVA | 526
6421 | Damoh | Damoh North | Pathariya Res | KINDRAHO | 11 KV Bakeni AG | Mara | CHHAPRI KASTURCHAND WALA | 25 KVA | 523
6422 | Damoh | Damoh North | Pathariya Res | KINDRAHO | 11 KV Bakeni AG | Mara | CHHAPRI LALLI PATEL WALA | 25 KVA | 519
6423 | Damoh | Damoh North | Pathariya Res | KINDRAHO | 11 KV Bakeni AG | Mara | CHHAPRI BASTI WALA | 63 KVA | 513
6424 | Damoh | Damoh North | Pathariya Res | KINDRAHO | 11 KV Bakeni AG | Mara | MARA PRAKASH WALA | 25 KVA | 500
6425 | Damoh | Damoh North | Pathariya Res | KINDRAHO | 11 KV Bakeni AG | Chhirka | MARA MUKADDAM WALA | 25 KVA | 488
6426 | Damoh | Damoh North | Pathariya Res | KINDRAHO | 11 KV Bakeni AG | Chhirka | MARA HARIGOVIND WALA | 25 KVA | 484
6427 | Damoh | Damoh North | Pathariya Res | KINDRAHO | 11 KV Bakeni AG | Mara | MARA RAJKISHOR WALA | 25 KVA | 481
6428 | Damoh | Damoh North | Pathariya Res | KINDRAHO | 11 KV Bakeni AG | Mara | MARA KALU WALA | 25 KVA | 480
6429 | Damoh | Damoh North | Pathariya Res | KINDRAHO | 11 KV Bakeni AG | Mara | MARA BADRI WALA | 25 KVA | 474
6430 | Damoh | Damoh North | Pathariya Res | KINDRAHO | 11 KV Bakeni AG | Mohanpur | MARA SHYAM SUNDER WALA | 100 KVA | 459
6431 | Damoh | Damoh North | Pathariya Res | KINDRAHO | 11 KV Bakeni AG | Mohanpur | MARA BADDAI WALA | 25 KVA | 458
6432 | Damoh | Damoh North | Pathariya Res | KINDRAHO | 11 KV Bakeni AG | Itwa Bujurg | MARA MADHU WALA | 25 KVA | 443
6433 | Damoh | Damoh North | Pathariya Res | KINDRAHO | 11 KV Bakeni AG | Itwa Bujurg | MARA DAMODAR WALA | 25 KVA | 439
6434 | Damoh | Damoh North | Pathariya Res | KINDRAHO | 11 KV Bakeni AG | Itwa Bujurg | MARA AMAN WALA | 25 KVA | 433
6435 | Damoh | Damoh North | Pathariya Res | KINDRAHO | 11 KV Bakeni AG | Itwa Bujurg | MARA LAKHAN WALA | 100 KVA | 425
6436 | Damoh | Damoh North | Pathariya Res | KINDRAHO | 11 KV Bakeni AG | Berkhedi | NORU PRAKASH WALA | 25 KVA | 412
6437 | Damoh | Damoh North | Pathariya Res | KINDRAHO | 11 KV Bakeni AG | Itwa Bujurg | NORU SHIVRAM WALA | 25 KVA | 407
6438 | Damoh | Damoh North | Pathariya Res | KINDRAHO | 11 KV Bakeni AG | Berkhedi | NORU DEVENDRA PATEL | 25 KVA | 409
6439 | Damoh | Damoh North | Pathariya Res | KINDRAHO | 11 KV Bakeni AG | Itwa Bujurg | NORU KISHORI WALA | 25 KVA | 403
6440 | Damoh | Damoh North | Pathariya Res | KINDRAHO | 11 KV Bakeni AG | Itwa Bujurg | NORU SANTOSH WALA | 25 KVA | 401
6441 | Damoh | Damoh North | Pathariya Res | KINDRAHO | 11 KV Bakeni AG | Itwa Bujurg | MARA KOSHAL WALA | 25 KVA | 399
6442 | Damoh | Damoh North | Pathariya Res | KINDRAHO | 11 KV Bakeni AG | Itwa Bujurg | MARA LAKHAN WALA | 25 KVA | 396
6443 | Damoh | Damoh North | Pathariya Res | KINDRAHO | 11 KV Bakeni AG | Itwa Bujurg | NORU MADHAV WALA | 25 KVA | 394
6444 | Damoh | Damoh North | Pathariya Res | KINDRAHO | 11 KV Bakeni AG | Itwa Bujurg | BELKHEDI ANGAD WALA | 25 KVA | 382
6445 | Damoh | Damoh North | Pathariya Res | KINDRAHO | 11 KV Bakeni AG | Berkhedi | BELKHEDI LEELADHAR WALA | 25 KVA | 363
6446 | Damoh | Damoh North | Pathariya Res | KINDRAHO | 11 KV Bakeni AG | Berkhedi | BELKHEDI JAGDISH WALA | 25 KVA | 364
6447 | Damoh | Damoh North | Pathariya Res | KINDRAHO | 11 KV Bakeni AG | Pipariya Luhar | BELKHEDI HARSEVAK WALA | 25 KVA | 350
6448 | Damoh | Damoh North | Pathariya Res | KINDRAHO | 11 KV Bakeni AG | Pipariya Luhar | BELKHEDI PRABHU WALA | 25 KVA | 347
6449 | Damoh | Damoh North | Pathariya Res | KINDRAHO | 11 KV Bakeni AG | Pipariya Luhar | BELKHEDI LADIYA WALA | 25 KVA | 344
6450 | Damoh | Damoh North | Pathariya Res | KINDRAHO | 11 KV Bakeni AG | Pipariya Luhar | BELKHEDI MITTHU SHANKAR WALA | 25 KVA | 343
6451 | Damoh | Damoh North | Pathariya Res | KINDRAHO | 11 KV Bakeni AG | Pipariya Luhar | BELKHEDI JAGDISH WALA | 25 KVA | 341
6452 | Damoh | Damoh North | Pathariya Res | KINDRAHO | 11 KV Bakeni AG | Pipariya Luhar | BELKHEDI JAGDISH LADIYA WALA | 25 KVA | 338
6453 | Damoh | Damoh North | Pathariya Res | KINDRAHO | 11 KV Bakeni AG | Pipariya Luhar | BELKHEDI HARIRAM WALA | 25 KVA | 335
6454 | Damoh | Damoh North | Pathariya Res | KINDRAHO | 11 KV Bakeni AG | Pipariya Luhar | BELKHEDI ANGAD WALA | 25 KVA | 320
6455 | Damoh | Damoh North | Pathariya Res | KINDRAHO | 11 KV Bakeni AG | Pipariya Luhar | BELKHEDI BALRAM WALA | 25 KVA | 316
6456 | Damoh | Damoh North | Pathariya Res | KINDRAHO | 11 KV Bakeni AG | Alapur | PIPARIYA LUHAR TEERATH PAL | 25 KVA | 288
6457 | Damoh | Damoh North | Pathariya Res | KINDRAHO | 11 KV Bakeni AG | Alapur | BELKHEDI PAL WALA | 25 KVA | 286
6458 | Damoh | Damoh North | Pathariya Res | KINDRAHO | 11 KV Bakeni AG | Alapur | BELKHEDI HVDS WALA | 25 KVA | 282
6459 | Damoh | Damoh North | Pathariya Res | KINDRAHO | 11 KV Bakeni AG | Pipariya Luhar | ITWA VISHWANATH WALA | 25 KVA | 274
6460 | Damoh | Damoh North | Pathariya Res | KINDRAHO | 11 KV Bakeni AG | Pipariya Luhar | ITWA RAMCHARAN WALA | 25 KVA | 272
6461 | Damoh | Damoh North | Pathariya Res | KINDRAHO | 11 KV Bakeni AG | Pipariya Luhar | ITWA RAMLAL WALA | 25 KVA | 270
6462 | Damoh | Damoh North | Pathariya Res | KINDRAHO | 11 KV Bakeni AG | Kotra | ITWA PRAHLAD WALA | 25 KVA | 268
6463 | Damoh | Damoh North | Pathariya Res | KINDRAHO | 11 KV Bakeni AG | Kotra | ITWA KALU WALA | 25 KVA | 267
6464 | Damoh | Damoh North | Pathariya Res | KINDRAHO | 11 KV Bakeni AG | Kotra | ITWA KALLU SINGH WALA | 25 KVA | 263
6465 | Damoh | Damoh North | Pathariya Res | KINDRAHO | 11 KV Bakeni AG | Kotra | RAMKUMAR WALA | 25 KVA | 256
6466 | Damoh | Damoh North | Pathariya Res | KINDRAHO | 11 KV Bakeni AG | Kotra | ITWA HALLU BALCHAND WALA | 25 KVA | 248
6467 | Damoh | Damoh North | Pathariya Res | KINDRAHO | 11 KV Bakeni AG | Kotra | ITWA KASHIRAM WALA | 25 KVA | 244
6468 | Damoh | Damoh North | Pathariya Res | KINDRAHO | 11 KV Bakeni AG | Pipariya Luhar | ITWA HAR WALA | 25 KVA | 236
6469 | Damoh | Damoh North | Pathariya Res | KINDRAHO | 11 KV Bakeni AG | Pipariya Luhar | ITWA CHARAN WALA | 25 KVA | 232
6470 | Damoh | Damoh North | Pathariya Res | KINDRAHO | 11 KV Bakeni AG | Pipariya Luhar | BELKHEDI MITTHU WALA | 25 KVA | 226
6471 | Damoh | Damoh North | Pathariya Res | KINDRAHO | 11 KV Bakeni AG | Pipariya Luhar | ITWA RAM SINGH WALA | 25 KVA | 217
6472 | Damoh | Damoh North | Pathariya Res | KINDRAHO | 11 KV Bakeni AG | Pipariya Luhar | BELKHEDI HVDS ANANDI WALA | 25 KVA | 214
6473 | Damoh | Damoh North | Pathariya Res | KINDRAHO | 11 KV Bakeni AG | Kindraho | BELKHEDI HVDS SUDAMA WALA | 25 KVA | 208
6474 | Damoh | Damoh North | Pathariya Res | KINDRAHO | 11 KV Bakeni AG | Pipariya Luhar | BELKHEDI GHANSHYAM WALA | 25 KVA | 207
6475 | Damoh | Damoh North | Pathariya Res | KINDRAHO | 11 KV Bakeni AG | Kindraho | KINDRAHO PALTU WALA | 100 KVA | 194
6476 | Damoh | Damoh North | Pathariya Res | KINDRAHO | 11 KV Bakeni AG | Kindraho | KINDRAHO JHALKAN WALA | 25 KVA | 191
6477 | Damoh | Damoh North | Pathariya Res | KINDRAHO | 11 KV Bakeni AG | Kindraho | KINDRAHO BANKHANDI WALA | 25 KVA | 189
6478 | Damoh | Damoh North | Pathariya Res | KINDRAHO | 11 KV Bakeni AG | Kindraho | KINDRAHO SAHAB WALA | 100 KVA | 180
6479 | Damoh | Damoh North | Pathariya Res | KINDRAHO | 11 KV Bakeni AG | Pipariya Luhar | PIPARIYA LUHAR HVDS SAHAB WALA | 25 KVA | 174
6480 | Damoh | Damoh North | Pathariya Res | KINDRAHO | 11 KV Bakeni AG | Kindraho | PIPARIYA LUHAR CHANDU WALA | 63 KVA | 167
6481 | Damoh | Damoh North | Pathariya Res | KINDRAHO | 11 KV Bakeni AG | Kindraho | KINDRAHO CHANDRABHAN WALA | 25 KVA | 161
6482 | Damoh | Damoh North | Pathariya Res | KINDRAHO | 11 KV Bakeni AG | Ghoghri Gulal | KINDRAHO CHOURASIYA WALA | 25 KVA | 141
6483 | Damoh | Damoh North | Pathariya Res | KINDRAHO | 11 KV Bakeni AG | Rajwans | KINDRAHO SHARDA PATEL WALA | 25 KVA | 134
6484 | Damoh | Damoh North | Pathariya Res | KINDRAHO | 11 KV Bakeni AG | Rajwans | KINDRAHO RAJU WALA | 25 KVA | 131
6485 | Damoh | Damoh North | Pathariya Res | KINDRAHO | 11 KV Bakeni AG | Rajwans | KINDRAHO BALKISHAN WALA | 25 KVA | 126
6486 | Damoh | Damoh North | Pathariya Res | KINDRAHO | 11 KV Bakeni AG | Ghoghri Gulal | KINDRAHO HANUMAT WALA | 25 KVA | 123
6487 | Damoh | Damoh North | Pathariya Res | KINDRAHO | 11 KV Bakeni AG | Rajwans | KINDRAHO JAGANNATH WALA | 25 KVA | 118
6488 | Damoh | Damoh North | Pathariya Res | KINDRAHO | 11 KV Bakeni AG | Rajwans | GANGAPUR HAR ARJUN WALA | 25 KVA | 111
6489 | Damoh | Damoh North | Pathariya Res | KINDRAHO | 11 KV Bakeni AG | Rajwans | GANGAPUR RAVI DOCTOR WALA | 25 KVA | 108
6490 | Damoh | Damoh North | Pathariya Res | KINDRAHO | 11 KV Bakeni AG | Ghoghri Gulal | KINDRAHO BHANSINGH WALA | 25 KVA | 102
6491 | Damoh | Damoh North | Pathariya Res | KINDRAHO | 11 KV Bakeni AG | Ghoghri Gulal | KINDRAHO DL MASAB WALA | 25 KVA | 97
6492 | Damoh | Damoh North | Pathariya Res | KINDRAHO | 11 KV Bakeni AG | Ghoghri Gulal | KINDRAHO VIRENDRA WALA | 25 KVA | 91
6493 | Damoh | Damoh North | Pathariya Res | KINDRAHO | 11 KV Bakeni AG | Ghoghri Gulal | KINDRAHO SIBBU WALA | 25 KVA | 90
6494 | Damoh | Damoh North | Pathariya Res | KINDRAHO | 11 KV Bakeni AG | Ghoghri Gulal | KINDRAHO PAVAN WALA | 25 KVA | 88
6495 | Damoh | Damoh North | Pathariya Res | KINDRAHO | 11 KV Bakeni AG | Ghoghri Gulal | KINDRAHO HVDS ARVIND WALA | 25 KVA | 84
6496 | Damoh | Damoh North | Pathariya Res | KINDRAHO | 11 KV Bakeni AG | Kindraho | KINDRAHO JHIRIYA HAR | 63 KVA | 71
6497 | Damoh | Damoh North | Pathariya Res | KINDRAHO | 11 KV Bakeni AG | Kindraho | KINDRAHO KHILAN SINGH WALA | 25 KVA | 70
6498 | Damoh | Damoh North | Pathariya Res | KINDRAHO | 11 KV Bakeni AG | Ghoghri Gulal | GHOGHARI KADORI SAHU | 25 KVA | 48
6499 | Damoh | Damoh North | Pathariya Res | KINDRAHO | 11 KV Bakeni AG | Ghoghri Gulal | GHOGHARI PARVATI BAI WALA | 25 KVA | 46
6501 | Damoh | Damoh North | Pathariya Res | KINDRAHO | 11 KV Bakeni AG | Ghoghri Gulal | GHOGHARI HAR | 63 KVA | 26
6502 | Damoh | Damoh North | Pathariya Res | KINDRAHO | 11 KV Bakeni AG | Ghoghri Gulal | KINDRAHO DAMAK WALA | 25 KVA | 21
6503 | Damoh | Damoh North | Pathariya Res | KINDRAHO | 11 KV Bakeni AG | Ghoghri Gulal | KINDRAHO MAHARAJ WALA | 25 KVA | 19
6504 | Damoh | Damoh North | Pathariya Res | KINDRAHO | 11 KV Bakeni AG | Ghoghri Gulal | KINDRAHO RAO SAB WALA | 25 KVA | 16
6505 | Damoh | Damoh North | Pathariya Res | KINDRAHO | 11 KV Bakeni AG | Ghoghri Gulal | KINDRAHO RAO SAB 2 | 25 KVA | 14
6506 | Damoh | Damoh North | Pathariya Res | KINDRAHO | 11 KV Bakeni AG | Ghoghri Gulal | KINDRAHO KHUB SINGH MASAB WALA | 25 KVA | 12
6507 | Damoh | Damoh North | Pathariya Res | KINDRAHO | 11 KV Bakeni AG | Ghoghri Gulal | KINDRAHO BABITA RANI WALA | 25 KVA | 4
6508 | Damoh | Damoh North | Pathariya Res | KINDRAHO | 11 KV Bakeni AG | Sagoni Khurd | CHHIRKA SANDIP WALA | 25 KVA | 801
6509 | Damoh | Damoh North | Pathariya Res | KINDRAHO | 11 KV Bakeni AG | Sagoni Khurd | BAKENI BENI BAI WALA | 25 KVA | 809
6510 | Damoh | Damoh North | Pathariya Res | KINDRAHO | 11 KV Bakeni AG | Sagoni Khurd | BAKENI RATIRAM WALA | 25 KVA | 812
6511 | Damoh | Damoh North | Pathariya Res | KINDRAHO | 11 KV Bakeni AG | Sagoni Khurd | BAKENI DHARAM SINGH KAY | 25 KVA | 816
6512 | Damoh | Damoh North | Pathariya Res | KINDRAHO | 11 KV Bakeni AG | Sagoni Khurd | BAKAINI HARENDRA SINGH KAY | 25 KVA | 820
6513 | Damoh | Damoh North | Pathariya Res | KINDRAHO | 11 KV Bakeni AG | Sagoni Khurd | CHHIRKA SAVTRIBAI HVDS | 25 KVA | 829
6514 | Damoh | Damoh North | Pathariya Res | KINDRAHO | 11 KV Bakeni AG | Sagoni Khurd | CHHIRKA SANDEEP HVDS | 25 KVA | 830
6515 | Damoh | Damoh North | Pathariya Res | KINDRAHO | 11 KV Bakeni AG | Aslana | BAKENI DHANIRAM HVDS | 25 KVA | 837
6516 | Damoh | Damoh North | Pathariya Res | KINDRAHO | 11 KV Bakeni AG | Sagoni Khurd | BAKENI DHANIRAM HVDS | 25 KVA | 844
6517 | Damoh | Damoh North | Pathariya Res | KINDRAHO | 11 KV Bakeni AG | Chhirka | BAKENI PARWAT SINGH HVDS | 100 KVA | 851
6518 | Damoh | Damoh North | Pathariya Res | KINDRAHO | 11 KV Bakeni AG | Bakeni | BAKENI AMAN CHOUDHARI HVDS | 25 KVA | 868
6519 | Damoh | Damoh North | Pathariya Res | KINDRAHO | 11 KV Bakeni AG | Bakeni | BAKENI DHARAM SINGH KAY | 25 KVA | 879
6520 | Damoh | Damoh North | Pathariya Res | KINDRAHO | 11 KV Bakeni AG | Ghoghri Gulal | KINDRAHO SHANKARLAL HVDS | 25 KVA | 898
6521 | Damoh | Damoh North | Pathariya Res | KINDRAHO | 11 KV Bakeni AG | Ghoghri Gulal | KINDRAHO RAMSEWAK HVDS | 25 KVA | 900
6522 | Damoh | Damoh North | Pathariya Res | KINDRAHO | 11 KV Bakeni AG | Ghoghri Gulal | KINDRAHO PRATAP HVDS | 25 KVA | 905
6523 | Damoh | Damoh North | Pathariya Res | KINDRAHO | 11 KV Belkhedi DL | Aboo Khedi | DESHRAJ SETH | 25 KVA | 393
6524 | Damoh | Damoh North | Pathariya Res | KINDRAHO | 11 KV Belkhedi DL | Aboo Khedi | HARIGOVIND SINGH | 25 KVA | 388
6525 | Damoh | Damoh North | Pathariya Res | KINDRAHO | 11 KV Belkhedi DL | Aboo Khedi | NARMAD WALA | 25 KVA | 381
6526 | Damoh | Damoh North | Pathariya Res | KINDRAHO | 11 KV Belkhedi DL | Mamrakha | AABUKHEDI BASTI | 100 KVA | 366
6527 | Damoh | Damoh North | Pathariya Res | KINDRAHO | 11 KV Belkhedi DL | Mamrakha | NANHEBHAI SUKKE | 25 KVA | 355
6528 | Damoh | Damoh North | Pathariya Res | KINDRAHO | 11 KV Belkhedi DL | Aslana | DEEPAK GARG | 25 KVA | 353
6529 | Damoh | Damoh North | Pathariya Res | KINDRAHO | 11 KV Belkhedi DL | Aslana | AABUKHEDI GOUSHALA | 25 KVA | 349
6530 | Damoh | Damoh North | Pathariya Res | KINDRAHO | 11 KV Belkhedi DL | Aslana | ASHISH TIWARI | 25 KVA | 345
6531 | Damoh | Damoh North | Pathariya Res | KINDRAHO | 11 KV Belkhedi DL | Mamrakha | GUDDAN WALA | 63 KVA | 332
6532 | Damoh | Damoh North | Pathariya Res | KINDRAHO | 11 KV Belkhedi DL | Mamrakha | MAMARKH AE PHE | 25 KVA | 315
6533 | Damoh | Damoh North | Pathariya Res | KINDRAHO | 11 KV Belkhedi DL | Mamrakha | MAMARKHA BASTI4 | 25 KVA | 309
6534 | Damoh | Damoh North | Pathariya Res | KINDRAHO | 11 KV Belkhedi DL | Mamrakha | BASTI MAMARKHA | 25 KVA | 308
6535 | Damoh | Damoh North | Pathariya Res | KINDRAHO | 11 KV Belkhedi DL | Mamrakha | MAMARKHA BASTI2 | 100 KVA | 305
6536 | Damoh | Damoh North | Pathariya Res | KINDRAHO | 11 KV Belkhedi DL | Mamrakha | MAMARKHA BASTI 2 | 25 KVA | 298
6537 | Damoh | Damoh North | Pathariya Res | KINDRAHO | 11 KV Belkhedi DL | Aslana | MAMARKHA BASTI | 25 KVA | 290
6538 | Damoh | Damoh North | Pathariya Res | KINDRAHO | 11 KV Belkhedi DL | Chhirka | LALLU BAIRAV | 25 KVA | 262
6539 | Damoh | Damoh North | Pathariya Res | KINDRAHO | 11 KV Belkhedi DL | Chhirka | ROAD WALA | 25 KVA | 261
6540 | Damoh | Damoh North | Pathariya Res | KINDRAHO | 11 KV Belkhedi DL | Chhirka | BAKENI MANDIR WALA | 100 KVA | 248
6541 | Damoh | Damoh North | Pathariya Res | KINDRAHO | 11 KV Belkhedi DL | Chhirka | BAKENI HANUMAN MANDIR | 25 KVA | 246
6542 | Damoh | Damoh North | Pathariya Res | KINDRAHO | 11 KV Belkhedi DL | Chhirka | BAKENI TOWER | 25 KVA | 245
6543 | Damoh | Damoh North | Pathariya Res | KINDRAHO | 11 KV Belkhedi DL | Chhirka | BAKENI DESHRAJ WALA | 25 KVA | 243
6544 | Damoh | Damoh North | Pathariya Res | KINDRAHO | 11 KV Belkhedi DL | Chhirka | BAKENI ANGAD WALA | 25 KVA | 239
6545 | Damoh | Damoh North | Pathariya Res | KINDRAHO | 11 KV Belkhedi DL | Chhirka | CHHIRKA BASTI 2 | 25 KVA | 217
6546 | Damoh | Damoh North | Pathariya Res | KINDRAHO | 11 KV Belkhedi DL | Chhirka | CHHIRKA ASHISH WALA | 25 KVA | 210
6547 | Damoh | Damoh North | Pathariya Res | KINDRAHO | 11 KV Belkhedi DL | Chhirka | CHHIRKA GUDDU WALA | 25 KVA | 200
6548 | Damoh | Damoh North | Pathariya Res | KINDRAHO | 11 KV Belkhedi DL | Chhirka | CHHIRKA SUDDAN WALA | 25 KVA | 198
6549 | Damoh | Damoh North | Pathariya Res | KINDRAHO | 11 KV Belkhedi DL | Jhagri Kindarho | KOTRA HVDS | 25 KVA | 182
6550 | Damoh | Damoh North | Pathariya Res | KINDRAHO | 11 KV Belkhedi DL | Kotra | CHHIRKA LAXMAN SINGH | 25 KVA | 183
6551 | Damoh | Damoh North | Pathariya Res | KINDRAHO | 11 KV Belkhedi DL | Kotra | KOTRA DALCHAND WALA | 25 KVA | 178
6552 | Damoh | Damoh North | Pathariya Res | KINDRAHO | 11 KV Belkhedi DL | Kotra | KOTRA HAR | 63 KVA | 174
6553 | Damoh | Damoh North | Pathariya Res | KINDRAHO | 11 KV Belkhedi DL | Khiriya Shankar | KOTRA PAPPU DUBEY WALA | 25 KVA | 173
6554 | Damoh | Damoh North | Pathariya Res | KINDRAHO | 11 KV Belkhedi DL | Khiriya Shankar | KOTRA HVDS 1 | 25 KVA | 168
6555 | Damoh | Damoh North | Pathariya Res | KINDRAHO | 11 KV Belkhedi DL | Khiriya Shankar | KOTRA HVDS 2 | 25 KVA | 166
6556 | Damoh | Damoh North | Pathariya Res | KINDRAHO | 11 KV Belkhedi DL | Khiriya Shankar | KOTRA JANKI WALA | 25 KVA | 165
6557 | Damoh | Damoh North | Pathariya Res | KINDRAHO | 11 KV Belkhedi DL | Jhagri Kindarho | KOTRA LALLU WALA | 25 KVA | 159
6558 | Damoh | Damoh North | Pathariya Res | KINDRAHO | 11 KV Belkhedi DL | Jhagri Kindarho | KOTRA RADHE WALA | 25 KVA | 157
6559 | Damoh | Damoh North | Pathariya Res | KINDRAHO | 11 KV Belkhedi DL | Kotra | KOTRA GOVIND WALA | 25 KVA | 152
6560 | Damoh | Damoh North | Pathariya Res | KINDRAHO | 11 KV Belkhedi DL | Kotra | CHHIRKA GOVIND SINGH | 25 KVA | 141
6561 | Damoh | Damoh North | Pathariya Res | KINDRAHO | 11 KV Belkhedi DL | Kotra | BAKENI BASTI 2 | 25 KVA | 136
6562 | Damoh | Damoh North | Pathariya Res | KINDRAHO | 11 KV Belkhedi DL | Kotra | BAKAINI TOWER | 25 KVA | 133
6563 | Damoh | Damoh North | Pathariya Res | KINDRAHO | 11 KV Belkhedi DL | Kotra | BAKENI BASTI | 25 KVA | 132
6564 | Damoh | Damoh North | Pathariya Res | KINDRAHO | 11 KV Belkhedi DL | Kotra | CHHIRKA BASTI | 25 KVA | 130
6565 | Damoh | Damoh North | Pathariya Res | KINDRAHO | 11 KV Belkhedi DL | Kotra | ITWA MULLI PATEL | 25 KVA | 125
6566 | Damoh | Damoh North | Pathariya Res | KINDRAHO | 11 KV Belkhedi DL | Kotra | ITWA CHUNNI LAL WALA | 25 KVA | 122
6567 | Damoh | Damoh North | Pathariya Res | KINDRAHO | 11 KV Belkhedi DL | Kotra | ITWA RAGGAN WALA | 25 KVA | 121
6568 | Damoh | Damoh North | Pathariya Res | KINDRAHO | 11 KV Belkhedi DL | Kotra | ITWA VISHWANATH WALA | 25 KVA | 116
6569 | Damoh | Damoh North | Pathariya Res | KINDRAHO | 11 KV Belkhedi DL | Kotra | ITWA BANSI WALA | 25 KVA | 111
6570 | Damoh | Damoh North | Pathariya Res | KINDRAHO | 11 KV Belkhedi DL | Pipariya Luhar | KOTRA KUSUMRANI | 25 KVA | 100
6571 | Damoh | Damoh North | Pathariya Res | KINDRAHO | 11 KV Belkhedi DL | Kindraho | KOTRA BAHADUR WALA | 25 KVA | 99
6572 | Damoh | Damoh North | Pathariya Res | KINDRAHO | 11 KV Belkhedi DL | Pipariya Luhar | KUTI TIWARI WALA | 25 KVA | 84
6573 | Damoh | Damoh North | Pathariya Res | KINDRAHO | 11 KV Belkhedi DL | Pipariya Luhar | PIPARIYA KUHAR VIJAY | 16 KVA | 80
6574 | Damoh | Damoh North | Pathariya Res | KINDRAHO | 11 KV Belkhedi DL | Pipariya Luhar | BERKHEDI HIGH SCHOOL | 25 KVA | 69
6575 | Damoh | Damoh North | Pathariya Res | KINDRAHO | 11 KV Belkhedi DL | Pipariya Luhar | BER KHIDAI BASTI | 100 KVA | 66
6576 | Damoh | Damoh North | Pathariya Res | KINDRAHO | 11 KV Belkhedi DL | Pipariya Luhar | PIPRIYA LUHAR | 25 KVA | 41
6577 | Damoh | Damoh North | Pathariya Res | KINDRAHO | 11 KV Belkhedi DL | Kindraho | KINDRAHO BALLA BADAI | 25 KVA | 32
6578 | Damoh | Damoh North | Pathariya Res | KINDRAHO | 11 KV Belkhedi DL | Kindraho | KINDRAHO VISHRAM SINGH | 25 KVA | 27
6579 | Damoh | Damoh North | Pathariya Res | KINDRAHO | 11 KV Belkhedi DL | Ghoghri Gulal | KINDRAHO COLONY | 25 KVA | 9
6580 | Damoh | Damoh North | Narsingarh | KISHANGUNJ | 11 KV Kishangunj DL | Kishunganj | 25 KVA SCHOOL WALA | 25 KVA | 51
6581 | Damoh | Damoh North | Narsingarh | KISHANGUNJ | 11 KV Kishangunj DL | Kishunganj | 200 KVA KISHUNGANJ BASTI | 200 KVA | 45
6582 | Damoh | Damoh North | Narsingarh | KISHANGUNJ | 11 KV Kishangunj DL | Kishunganj | 25 KVA AKBAR WALA | 16 KVA | 41
6583 | Damoh | Damoh North | Narsingarh | KISHANGUNJ | 11 KV Kishangunj DL | Kishunganj | 16 KVA HARIJAN MOHALLA | 16 KVA | 32
6584 | Damoh | Damoh North | Narsingarh | KISHANGUNJ | 11 KV Kishangunj DL | Kishunganj | 63 KVA BHAVAN WALA | 63 KVA | 29
6585 | Damoh | Damoh North | Narsingarh | KISHANGUNJ | 11 KV Kishangunj DL | Kishunganj | 100 KVA BER WALA | 63 KVA | 27
6586 | Damoh | Damoh North | Narsingarh | KISHANGUNJ | 11 KV Kishangunj DL | Kishunganj | 25 KVA KISHUNGANJ RAKJAK MOHALLA | 25 KVA | 20
6587 | Damoh | Damoh North | Narsingarh | KISHANGUNJ | 11 KV Kishangunj DL | Kishunganj | 25 KVA KISHUNGANJ PETROL PUMP | 25 KVA | 13
6588 | Damoh | Damoh North | Narsingarh | KISHANGUNJ | 11 KV Kishangunj DL | Kishunganj | 63 KVA KISHUNGANJ TALA WALA | 25 KVA | 9
6589 | Damoh | Damoh North | Narsingarh | KISHANGUNJ | 11 KV Hinota AG | Kishunganj | KHIRKA WALA | 63 KVA | 25
6590 | Damoh | Damoh North | Narsingarh | KISHANGUNJ | 11 KV Hinota AG | Chakeri | PURAN LAL | 25 KVA | 37
6591 | Damoh | Damoh North | Narsingarh | KISHANGUNJ | 11 KV Hinota AG | Chakeri | PURAN LAL | 25 KVA | 47
6592 | Damoh | Damoh North | Narsingarh | KISHANGUNJ | 11 KV Hinota AG | Chakeri | BER WALA-3 | 25 KVA | 48
6593 | Damoh | Damoh North | Narsingarh | KISHANGUNJ | 11 KV Hinota AG | Chakeri | BER WALA-2 | 25 KVA | 51
6594 | Damoh | Damoh North | Narsingarh | KISHANGUNJ | 11 KV Hinota AG | Chakeri | BER WALA | 25 KVA | 60
6595 | Damoh | Damoh North | Narsingarh | KISHANGUNJ | 11 KV Hinota AG | Chakeri | PATEL WALA | 100 KVA | 68
6596 | Damoh | Damoh North | Narsingarh | KISHANGUNJ | 11 KV Hinota AG | Hingwani | PATEL WALA | 25 KVA | 73
6597 | Damoh | Damoh North | Narsingarh | KISHANGUNJ | 11 KV Hinota AG | Hingwani | DWARKA WALA | 16 KVA | 79
6598 | Damoh | Damoh North | Narsingarh | KISHANGUNJ | 11 KV Hinota AG | Hingwani | BER WALA | 25 KVA | 84
6599 | Damoh | Damoh North | Narsingarh | KISHANGUNJ | 11 KV Hinota AG | Hingwani | CHAKERI-1 | 63 KVA | 87
6601 | Damoh | Damoh North | Narsingarh | KISHANGUNJ | 11 KV Hinota AG | Hingwani | BAMURIYA-2 | 25 KVA | 96
6602 | Damoh | Damoh North | Narsingarh | KISHANGUNJ | 11 KV Hinota AG | Hingwani | BAMURIYA-3 | 25 KVA | 102
6603 | Damoh | Damoh North | Narsingarh | KISHANGUNJ | 11 KV Hinota AG | Mahuna | BER WALA-4 | 25 KVA | 113
6604 | Damoh | Damoh North | Narsingarh | KISHANGUNJ | 11 KV Hinota AG | Mahuna | PATEL WALA-2 | 25 KVA | 124
6605 | Damoh | Damoh North | Narsingarh | KISHANGUNJ | 11 KV Hinota AG | Mahuna | MAJAR WALA | 63 KVA | 132
6606 | Damoh | Damoh North | Narsingarh | KISHANGUNJ | 11 KV Hinota AG | Chakeri | RAJKUMAR KHARE | 100 KVA | 141
6607 | Damoh | Damoh North | Narsingarh | KISHANGUNJ | 11 KV Hinota AG | Barkhera Durgadas | KISHUNGANJ HAR | 25 KVA | 145
6608 | Damoh | Damoh North | Narsingarh | KISHANGUNJ | 11 KV Hinota AG | Barkhera Durgadas | CHAMPALAL WALA | 63 KVA | 158
6609 | Damoh | Damoh North | Narsingarh | KISHANGUNJ | 11 KV Hinota AG | Kishunganj | MANOJ WALA | 25 KVA | 163
6610 | Damoh | Damoh North | Narsingarh | KISHANGUNJ | 11 KV Hinota AG | Kishunganj | ARRU GUPTA | 100 KVA | 168
6611 | Damoh | Damoh North | Narsingarh | KISHANGUNJ | 11 KV Hinota AG | Barkhera Durgadas | RINKU GUPTA | 25 KVA | 174
6612 | Damoh | Damoh North | Narsingarh | KISHANGUNJ | 11 KV Hinota AG | Chakeri | RAJENDRA WALA | 100 KVA | 176
6613 | Damoh | Damoh North | Narsingarh | KISHANGUNJ | 11 KV Hinota AG | Chakeri | JAGGU WALA | 63 KVA | 184
6614 | Damoh | Damoh North | Narsingarh | KISHANGUNJ | 11 KV Hinota AG | Chakeri | KALLU WALA | 25 KVA | 189
6615 | Damoh | Damoh North | Narsingarh | KISHANGUNJ | 11 KV Hinota AG | Chakeri | SHRIDHAR WALA | 25 KVA | 195
6616 | Damoh | Damoh North | Narsingarh | KISHANGUNJ | 11 KV Hinota AG | Chakeri | SHRIDHAR WALA-2 | 25 KVA | 196
6617 | Damoh | Damoh North | Narsingarh | KISHANGUNJ | 11 KV Hinota AG | Chakeri | PURAN WALA | 63 KVA | 202
6618 | Damoh | Damoh North | Narsingarh | KISHANGUNJ | 11 KV Hinota AG | Chakeri | CHAKERI HAR-2 | 25 KVA | 204
6619 | Damoh | Damoh North | Narsingarh | KISHANGUNJ | 11 KV Hinota AG | Chakeri | CHAKERI HAR-3 | 25 KVA | 206
6620 | Damoh | Damoh North | Narsingarh | KISHANGUNJ | 11 KV Hinota AG | Chakeri | KHATRU WALA | 25 KVA | 212
6621 | Damoh | Damoh North | Narsingarh | KISHANGUNJ | 11 KV Hinota AG | Chakeri | CHAKERI HAR-1 | 63 KVA | 217
6622 | Damoh | Damoh North | Narsingarh | KISHANGUNJ | 11 KV Hinota AG | Barkhera Durgadas | BARKHERA DURGADAS HAR | 100 KVA | 223
6623 | Damoh | Damoh North | Narsingarh | KISHANGUNJ | 11 KV Hinota AG | Barkhera Durgadas | HAAR WALA-7 | 100 KVA | 231
6624 | Damoh | Damoh North | Narsingarh | KISHANGUNJ | 11 KV Hinota AG | Barkhera Durgadas | HAAR WALA-7 | 63 KVA | 237
6625 | Damoh | Damoh North | Narsingarh | KISHANGUNJ | 11 KV Hinota AG | Chakeri | HAAR WALA-9 | 25 KVA | 242
6626 | Damoh | Damoh North | Narsingarh | KISHANGUNJ | 11 KV Hinota AG | Chakeri | HAAR WALA-9 | 25 KVA | 244
6627 | Damoh | Damoh North | Narsingarh | KISHANGUNJ | 11 KV Hinota AG | Chakeri | HAAR WALA-10 | 25 KVA | 250
6628 | Damoh | Damoh North | Narsingarh | KISHANGUNJ | 11 KV Hinota AG | Chakeri | HAAR WALA-9 | 25 KVA | 255
6629 | Damoh | Damoh North | Narsingarh | KISHANGUNJ | 11 KV Hinota AG | Chakeri | HAAR WALA-8 | 63 KVA | 262
6630 | Damoh | Damoh North | Narsingarh | KISHANGUNJ | 11 KV Hinota AG | Barkhera Durgadas | HAAR WALA-6 | 25 KVA | 272
6631 | Damoh | Damoh North | Narsingarh | KISHANGUNJ | 11 KV Hinota AG | Barkhera Durgadas | POORANWALA | 63 KVA | 281
6632 | Damoh | Damoh North | Narsingarh | KISHANGUNJ | 11 KV Hinota AG | Barkhera Durgadas | HAAR WALA-5 | 63 KVA | 284
6633 | Damoh | Damoh North | Narsingarh | KISHANGUNJ | 11 KV Hinota AG | Barkhera Durgadas | HAAR WALA-4 | 25 KVA | 290
6634 | Damoh | Damoh North | Narsingarh | KISHANGUNJ | 11 KV Hinota AG | Barkhera Durgadas | HAR WALA-1 | 63 KVA | 297
6635 | Damoh | Damoh North | Narsingarh | KISHANGUNJ | 11 KV Hinota AG | Barkhera Durgadas | HAAR WALA 2 | 25 KVA | 303
6636 | Damoh | Damoh North | Narsingarh | KISHANGUNJ | 11 KV Hinota AG | Barkhera Durgadas | BARKHERA DURGADAS HAR-4 | 25 KVA | 306
6637 | Damoh | Damoh North | Narsingarh | KISHANGUNJ | 11 KV Hinota AG | Barkhera Durgadas | JAGGU WALA | 63 KVA | 311
6638 | Damoh | Damoh North | Narsingarh | KISHANGUNJ | 11 KV Hinota AG | Hinotaghat | BARKHERA DURGADAS HAR-3 | 25 KVA | 313
6639 | Damoh | Damoh North | Narsingarh | KISHANGUNJ | 11 KV Hinota AG | Hinotaghat | BARKHERA DURGADAS HAR-2 | 25 KVA | 315
6640 | Damoh | Damoh North | Narsingarh | KISHANGUNJ | 11 KV Hinota AG | Hinotaghat | DHAGAT WALA | 25 KVA | 317
6641 | Damoh | Damoh North | Narsingarh | KISHANGUNJ | 11 KV Hinota AG | Hinotaghat | CHIROLA HAR | 100 KVA | 322
6642 | Damoh | Damoh North | Narsingarh | KISHANGUNJ | 11 KV Hinota AG | Barkhera Durgadas | GUDDU KHARE | 25 KVA | 328
6643 | Damoh | Damoh North | Narsingarh | KISHANGUNJ | 11 KV Hinota AG | Barkhera Durgadas | BARKHERA DURGADAS HAR | 100 KVA | 332
6644 | Damoh | Damoh North | Narsingarh | KISHANGUNJ | 11 KV Hinota AG | Barkhera Durgadas | BARKHERA DURGADAS HAR | 25 KVA | 333
6645 | Damoh | Damoh North | Narsingarh | KISHANGUNJ | 11 KV Hinota AG | Barkhera Durgadas | BARKHERA DURGADAS-1 | 63 KVA | 340
6646 | Damoh | Damoh North | Narsingarh | KISHANGUNJ | 11 KV Hinota AG | Barkhera Durgadas | BARKHERA DURGADAS-2 | 100 KVA | 344
6647 | Damoh | Damoh North | Narsingarh | KISHANGUNJ | 11 KV Hinota AG | Barkhera Durgadas | BARKHERA DURGADAS-3 | 25 KVA | 348
6648 | Damoh | Damoh North | Narsingarh | KISHANGUNJ | 11 KV Hinota AG | Barkhera Durgadas | BARKHERA DURGADAS-3 | 25 KVA | 350
6649 | Damoh | Damoh North | Narsingarh | KISHANGUNJ | 11 KV Hinota AG | Hinotaghat | SANTOSH | 25 KVA | 355
6650 | Damoh | Damoh North | Narsingarh | KISHANGUNJ | 11 KV Hinota AG | Hinotaghat | BARKHERA DURGADAS-5 | 63 KVA | 359
6651 | Damoh | Damoh North | Narsingarh | KISHANGUNJ | 11 KV Hinota AG | Kajreti | HINOTA GHAT-4 | 63 KVA | 364
6652 | Damoh | Damoh North | Narsingarh | KISHANGUNJ | 11 KV Hinota AG | Rampur | HINOTA GHAT-3 | 25 KVA | 368
6653 | Damoh | Damoh North | Narsingarh | KISHANGUNJ | 11 KV Hinota AG | Rampur | HINOTA GHAT-2 | 25 KVA | 369
6654 | Damoh | Damoh North | Narsingarh | KISHANGUNJ | 11 KV Hinota AG | Rampur | HINOTA GHAT-1 | 25 KVA | 371
6655 | Damoh | Damoh North | Narsingarh | KISHANGUNJ | 11 KV Hinota AG | Rampur | SANJAY WALA | 63 KVA | 380
6656 | Damoh | Damoh North | Narsingarh | KISHANGUNJ | 11 KV Hinota AG | Rampur | SONI WALA | 25 KVA | 381
6657 | Damoh | Damoh North | Narsingarh | KISHANGUNJ | 11 KV Hinota AG | Hinotaghat | BARKHERA DURGADAS | 100 KVA | 398
6658 | Damoh | Damoh North | Narsingarh | KISHANGUNJ | 11 KV Hinota AG | Hinotaghat | HINOTA GHAT-10 | 100 KVA | 406
6659 | Damoh | Damoh North | Narsingarh | KISHANGUNJ | 11 KV Hinota AG | Hinotaghat | HINOTA GHAT-11 | 63 KVA | 413
6660 | Damoh | Damoh North | Narsingarh | KISHANGUNJ | 11 KV Hinota AG | Hinotaghat | HINOTA GHAT-13 | 25 KVA | 419
6661 | Damoh | Damoh North | Narsingarh | KISHANGUNJ | 11 KV Hinota AG | Hinotaghat | HINOTA GHAT-14 | 25 KVA | 425
6662 | Damoh | Damoh North | Narsingarh | KISHANGUNJ | 11 KV Hinota AG | Hinotaghat | HINOTA GHAT-15 | 25 KVA | 426
6663 | Damoh | Damoh North | Narsingarh | KISHANGUNJ | 11 KV Hinota AG | Hinotaghat | HINOTA GHAT-16 | 25 KVA | 428
6664 | Damoh | Damoh North | Narsingarh | KISHANGUNJ | 11 KV Hinota AG | Hinotaghat | HINOTA GHAT-12 | 100 KVA | 432
6665 | Damoh | Damoh North | Narsingarh | KISHANGUNJ | 11 KV Hinota AG | Rampur | HINOTA GHAT-7 | 63 KVA | 435
6666 | Damoh | Damoh North | Narsingarh | KISHANGUNJ | 11 KV Hinota AG | Hinotaghat | HINOTA GHAT-7 | 25 KVA | 443
6667 | Damoh | Damoh North | Narsingarh | KISHANGUNJ | 11 KV Hinota AG | Hinotaghat | HINOTA GHAT-6 | 25 KVA | 447
6668 | Damoh | Damoh North | Narsingarh | KISHANGUNJ | 11 KV Hinota AG | Hinotaghat | HINOTA GHAT-5 | 25 KVA | 453
6669 | Damoh | Damoh North | Narsingarh | KISHANGUNJ | 11 KV Hinota AG | Hinotaghat | HINOTA GHAT-1 | 25 KVA | 460
6670 | Damoh | Damoh North | Narsingarh | KISHANGUNJ | 11 KV Hinota AG | Bobai | SONI WALA | 25 KVA | 463
6671 | Damoh | Damoh North | Narsingarh | KISHANGUNJ | 11 KV Hinota AG | Bobai | SANJAY WALA | 25 KVA | 466
6672 | Damoh | Damoh North | Narsingarh | KISHANGUNJ | 11 KV Hinota AG | Kajreti | HINOTA GHAT-17 | 63 KVA | 468
6673 | Damoh | Damoh North | Narsingarh | KISHANGUNJ | 11 KV Hinota AG | Kajreti | NO DTR | 100 KVA | 475
6674 | Damoh | Damoh North | Narsingarh | KISHANGUNJ | 11 KV Hinota AG | Kajreti | NO DTR | 25 KVA | 480
6675 | Damoh | Damoh North | Narsingarh | KISHANGUNJ | 11 KV Hinota AG | Kajreti | NO DTR | 25 KVA | 481
6676 | Damoh | Damoh North | Narsingarh | KISHANGUNJ | 11 KV Hinota AG | Kajreti | NO DTR | 25 KVA | 482
6677 | Damoh | Damoh North | Narsingarh | KISHANGUNJ | 11 KV Hinota AG | Kajreti | NO DTR | 25 KVA | 489
6678 | Damoh | Damoh North | Narsingarh | KISHANGUNJ | 11 KV Hinota AG | Kajreti | NO DTR | 100 KVA | 491
6679 | Damoh | Damoh North | Narsingarh | KISHANGUNJ | 11 KV Hinota AG | Kajreti | NO DTR | 25 KVA | 492
6680 | Damoh | Damoh North | Narsingarh | KISHANGUNJ | 11 KV Hinota AG | Kajreti | NO DTR | 100 KVA | 493
6681 | Damoh | Damoh North | Narsingarh | KISHANGUNJ | 11 KV Hinota AG | Kajreti | NO DTR | 25 KVA | 496
6682 | Damoh | Damoh North | Narsingarh | KISHANGUNJ | 11 KV Hinota AG | Kajreti | NO DTR | 100 KVA | 500
6683 | Damoh | Damoh North | Narsingarh | KISHANGUNJ | 11 KV Chirola DL | Mahuna | 25 KVA MAHUNA BASTI | 25 KVA | 539
6684 | Damoh | Damoh North | Narsingarh | KISHANGUNJ | 11 KV Chirola DL | Chakeri | NO DTR IN PRESENT TIME TC | 100 KVA | 514
6685 | Damoh | Damoh North | Narsingarh | KISHANGUNJ | 11 KV Chirola DL | Chakeri | 25 KVA BALKHANDAN MATA | 25 KVA | 513
6686 | Damoh | Damoh North | Narsingarh | KISHANGUNJ | 11 KV Chirola DL | Hingwani | 25 KVA BAMURIYA | 25 KVA | 506
6687 | Damoh | Damoh North | Narsingarh | KISHANGUNJ | 11 KV Chirola DL | Chakeri | 25 KVA BER 2 | 25 KVA | 475
6688 | Damoh | Damoh North | Narsingarh | KISHANGUNJ | 11 KV Chirola DL | Chakeri | 25 KVA BER 1 | 25 KVA | 468
6689 | Damoh | Damoh North | Narsingarh | KISHANGUNJ | 11 KV Chirola DL | Kajreti | 25 KVA BASTI 3 | 25 KVA | 433
6690 | Damoh | Damoh North | Narsingarh | KISHANGUNJ | 11 KV Chirola DL | Kajreti | 25 KVA BASTI BARKHEDA DURGADAS | 25 KVA | 431
6691 | Damoh | Damoh North | Narsingarh | KISHANGUNJ | 11 KV Chirola DL | Kajreti | 25 KVA HARIJAN BASTI BARKHEDA DURGADAS | 25 KVA | 428
6692 | Damoh | Damoh North | Narsingarh | KISHANGUNJ | 11 KV Chirola DL | Kajreti | 25 KVA JIO TOWER | 25 KVA | 421
6693 | Damoh | Damoh North | Narsingarh | KISHANGUNJ | 11 KV Chirola DL | Bobai | 25 KVA BASTI BOBAI | 25 KVA | 393
6694 | Damoh | Damoh North | Narsingarh | KISHANGUNJ | 11 KV Chirola DL | Bobai | 25 KVA PHE BOBAI | 25 KVA | 389
6695 | Damoh | Damoh North | Narsingarh | KISHANGUNJ | 11 KV Chirola DL | Bobai | 25 KVA BOBAI BASTI | 25 KVA | 388
6696 | Damoh | Damoh North | Narsingarh | KISHANGUNJ | 11 KV Chirola DL | Bobai | BASTI WALA | 25 KVA | 373
6697 | Damoh | Damoh North | Narsingarh | KISHANGUNJ | 11 KV Chirola DL | Rampur | HINOTA GHAT BASTI | 100 KVA | 362
6698 | Damoh | Damoh North | Narsingarh | KISHANGUNJ | 11 KV Chirola DL | Hinotaghat | MUKHESH SHUKLA | 25 KVA | 340
6699 | Damoh | Damoh North | Narsingarh | KISHANGUNJ | 11 KV Chirola AG | Chirola | GOBIND WALA | 100 KVA | 113
6701 | Damoh | Damoh North | Narsingarh | KISHANGUNJ | 11 KV Chirola AG | Chirola | ATUL JAIN | 25 KVA | 102
6702 | Damoh | Damoh North | Narsingarh | KISHANGUNJ | 11 KV Chirola AG | Chirola | CHHOTELAL | 25 KVA | 95
6703 | Damoh | Damoh North | Narsingarh | KISHANGUNJ | 11 KV Chirola AG | Chirola | CHEPAI WALA | 25 KVA | 93
6704 | Damoh | Damoh North | Narsingarh | KISHANGUNJ | 11 KV Chirola AG | Chirola | PRASANT WALA | 25 KVA | 91
6705 | Damoh | Damoh North | Narsingarh | KISHANGUNJ | 11 KV Chirola AG | Chirola | RAJU JAIN | 63 KVA | 83
6706 | Damoh | Damoh North | Narsingarh | KISHANGUNJ | 11 KV Chirola AG | Harduwani | TULSI MA SAB | 25 KVA | 75
6707 | Damoh | Damoh North | Narsingarh | KISHANGUNJ | 11 KV Chirola AG | Harduwani | PREMLAL | 25 KVA | 63
6708 | Damoh | Damoh North | Narsingarh | KISHANGUNJ | 11 KV Chirola AG | Harduwani | KOSHAL WALA | 63 KVA | 55
6709 | Damoh | Damoh North | Narsingarh | KISHANGUNJ | 11 KV Chirola AG | Chirola | HAJAARI | 100 KVA | 47
6710 | Damoh | Damoh North | Narsingarh | KISHANGUNJ | 11 KV Chirola AG | Kishunganj | SUDAMA SAHU | 25 KVA | 34
6711 | Damoh | Damoh North | Narsingarh | KISHANGUNJ | 11 KV Chirola AG | Kishunganj | SUDAMA GUPTA | 63 KVA | 26
6712 | Damoh | Damoh North | Narsingarh | KISHANGUNJ | 11 KV Chirola AG | Kishunganj | MAHENDRA | 100 KVA | 21
6713 | Damoh | Damoh North | Narsingarh | KISHANGUNJ | 11 KV Chirola AG | Kishunganj | SITARAM | 100 KVA | 12
6714 | Damoh | Damoh North | Narsingarh | KISHANGUNJ | 11 KV Chirola AG | Kishunganj | JAGDISH WALA | 25 KVA | 126
6715 | Damoh | Damoh North | Narsingarh | KISHANGUNJ | 11 KV Chirola AG | Chirola | GHANSU WALA | 25 KVA | 134
6716 | Damoh | Damoh North | Narsingarh | KISHANGUNJ | 11 KV Chirola AG | Chirola | ISWAR WALA | 63 KVA | 143
6717 | Damoh | Damoh North | Narsingarh | KISHANGUNJ | 11 KV Chirola AG | Chirola | KOHA WALA | 100 KVA | 149
6718 | Damoh | Damoh North | Narsingarh | KISHANGUNJ | 11 KV Chirola AG | Hinotaghat | MANOJ WALA | 25 KVA | 160
6719 | Damoh | Damoh North | Narsingarh | KISHANGUNJ | 11 KV Chirola AG | Hinotaghat | DHAGAT WALA | 100 KVA | 162
6720 | Damoh | Damoh North | Narsingarh | KISHANGUNJ | 11 KV Chirola AG | Hinotaghat | HAJARI WAL | 100 KVA | 168
6721 | Damoh | Damoh North | Narsingarh | KISHANGUNJ | 11 KV Chirola AG | Hinotaghat | NO DTR | 25 KVA | 171
6722 | Damoh | Damoh North | Narsingarh | KISHANGUNJ | 11 KV Chirola AG | Hinotaghat | KISHORIWALA | 25 KVA | 177
6723 | Damoh | Damoh North | Narsingarh | KISHANGUNJ | 11 KV Chirola AG | Hinotaghat | MUNNA WALA | 25 KVA | 183
6724 | Damoh | Damoh North | Narsingarh | KISHANGUNJ | 11 KV Chirola AG | Chirola | MANAK WALA | 25 KVA | 191
6725 | Damoh | Damoh North | Narsingarh | KISHANGUNJ | 11 KV Chirola AG | Chirola | PUJ A WALA | 25 KVA | 203
6726 | Damoh | Damoh North | Patera | KUDAI | 11 KV Kudai DL | Kudai | KUDAI TAPARIYA BASTI | 100 KVA | 217
6727 | Damoh | Damoh North | Patera | KUDAI | 11 KV Kudai DL | Patouha | PATOHA (BASTI) | 100 KVA | 216
6728 | Damoh | Damoh North | Patera | KUDAI | 11 KV Kudai DL | Patouha | PATOHA (ROOD) | 25 KVA | 213
6729 | Damoh | Damoh North | Patera | KUDAI | 11 KV Kudai DL | Chhevla | CHEWLA (SCHOOL) | 25 KVA | 175
6730 | Damoh | Damoh North | Patera | KUDAI | 11 KV Kudai DL | Chhevla | CHWLA BASTI | 25 KVA | 168
6731 | Damoh | Damoh North | Patera | KUDAI | 11 KV Kudai DL | Magolpur | MAGOLPUR (BASTI) | 100 KVA | 164
6732 | Damoh | Damoh North | Patera | KUDAI | 11 KV Kudai DL | Chhevla | CHEWLA (ROAD) | 25 KVA | 160
6733 | Damoh | Damoh North | Patera | KUDAI | 11 KV Kudai DL | Chhevla | CHWLA (MAN ROAD) | 25 KVA | 155
6734 | Damoh | Damoh North | Patera | KUDAI | 11 KV Kudai DL | Bamhori Kudai | BAMHORI (BASTI) | 63 KVA | 119
6735 | Damoh | Damoh North | Patera | KUDAI | 11 KV Kudai DL | Bamhori Kudai | BAMHORI (ROAD) | 25 KVA | 115
6736 | Damoh | Damoh North | Patera | KUDAI | 11 KV Kudai DL | Bamhori Kudai | BAMHORI ( HARIJAN MUHALLA) | 25 KVA | 113
6737 | Damoh | Damoh North | Patera | KUDAI | 11 KV Kudai DL | Kudai | KUDAI (RAJENDRA LODHI) | 25 KVA | 95
6738 | Damoh | Damoh North | Patera | KUDAI | 11 KV Kudai DL | Shikarpura | SIKARPURA (HARIJAN MUHALLA) | 25 KVA | 86
6739 | Damoh | Damoh North | Patera | KUDAI | 11 KV Kudai DL | Shikarpura | SIKARPURA (MANDIR) | 25 KVA | 83
6740 | Damoh | Damoh North | Patera | KUDAI | 11 KV Kudai DL | Shikarpura | SIKARPURA (SCHOOL) | 100 KVA | 79
6741 | Damoh | Damoh North | Patera | KUDAI | 11 KV Kudai DL | Shikarpura | SIKARPURA (NALA) | 25 KVA | 73
6742 | Damoh | Damoh North | Patera | KUDAI | 11 KV Kudai DL | Shikarpura | SIKARPURA (BASTI) | 25 KVA | 68
6743 | Damoh | Damoh North | Patera | KUDAI | 11 KV Kudai DL | Pipariya Shikarpura | PIPARIYA (CHAMROLA MUHALLA) | 25 KVA | 55
6744 | Damoh | Damoh North | Patera | KUDAI | 11 KV Kudai DL | Kudai | KUDAI (JIO TOWER) | 25 KVA | 46
6745 | Damoh | Damoh North | Patera | KUDAI | 11 KV Kudai DL | Kudai | KUDAI (NALA) | 100 KVA | 40
6746 | Damoh | Damoh North | Patera | KUDAI | 11 KV Kudai DL | Kudai | KUDAI (BASTI | 63 KVA | 37
6747 | Damoh | Damoh North | Patera | KUDAI | 11 KV Kudai DL | Kudai | KUDAI (BHARAT MATA) | 100 KVA | 33
6748 | Damoh | Damoh North | Patera | KUDAI | 11 KV Kudai DL | Kudai | KUDAI TAPARIYA | 25 KVA | 17
6749 | Damoh | Damoh North | Patera | KUDAI | 11 KV Kudai DL | Kudai | KUDAI (ROAD WALA) | 25 KVA | 5
6750 | Damoh | Damoh North | Patera | KUDAI | 11 KV Reojha Madho DL | Rewjha Madho | REOJHAMADAV (VISHWAKARMA TAPARIYA) | 63 KVA | 34
6751 | Damoh | Damoh North | Patera | KUDAI | 11 KV Reojha Madho DL | Rewjha Madho | REOJHAMADAV (SURENDRA PATEL) | 100 KVA | 45
6752 | Damoh | Damoh North | Patera | KUDAI | 11 KV Reojha Madho DL | Barkhera Bais | BARKHERA BAISH (GANPAT) | 25 KVA | 61
6753 | Damoh | Damoh North | Patera | KUDAI | 11 KV Reojha Madho DL | Barkhera Bais | BARKHERA BAISH (SCHOOL) | 25 KVA | 68
6754 | Damoh | Damoh North | Patera | KUDAI | 11 KV Reojha Madho DL | Barkhera Bais | BARKHERA BAISH (UMRAO SINGH) | 25 KVA | 75
6755 | Damoh | Damoh North | Patera | KUDAI | 11 KV Reojha Madho DL | Barkhera Bais | BARKHERA BAISH (KUWA BALI) | 25 KVA | 81
6756 | Damoh | Damoh North | Patera | KUDAI | 11 KV Reojha Madho DL | Barkhera Bais | BARKHERA BAISH (PRIMARY SCHOOL) | 25 KVA | 83
6757 | Damoh | Damoh North | Patera | KUDAI | 11 KV Reojha Madho DL | Barkhera Bais | BARKHERA BAISH (VEERENDRA LODHI) | 25 KVA | 85
6758 | Damoh | Damoh North | Patera | KUDAI | 11 KV Reojha Madho DL | Barkhera Bais | BARKHERA BAISH (AHIRWAL) | 25 KVA | 88
6759 | Damoh | Damoh North | Patera | KUDAI | 11 KV Reojha Madho DL | Barkhera Bais | BARKHERA BAISH (PATEL WALA) | 25 KVA | 110
6760 | Damoh | Damoh North | Patera | KUDAI | 11 KV Reojha Madho DL | Barkhera Bais | BARKHERA BAISH (RELIANCE TOWR) | 25 KVA | 138
6761 | Damoh | Damoh North | Patera | KUDAI | 11 KV Reojha Madho DL | Barkhera Bais | BARKERA BAISH (SHUJAN SINGH ) | 25 KVA | 142
6762 | Damoh | Damoh North | Patera | KUDAI | 11 KV Reojha Madho DL | Barkhera Bais | BARKHERA BAISH (KALONI TAPARIYA) | 25 KVA | 144
6763 | Damoh | Damoh North | Patera | KUDAI | 11 KV Reojha Madho DL | Bamuriya Hatta | BAMURIYA (TAPARIYA) | 25 KVA | 172
6764 | Damoh | Damoh North | Patera | KUDAI | 11 KV Reojha Madho DL | Bamuriya Hatta | BAMURIYA (SCHOOL) | 100 KVA | 176
6765 | Damoh | Damoh North | Patera | KUDAI | 11 KV Reojha Madho DL | Gata | GATA (KALLA CHAMAR) | 25 KVA | 200
6766 | Damoh | Damoh North | Patera | KUDAI | 11 KV Reojha Madho DL | Gata | GATA (PRASANT PATHAK) | 63 KVA | 203
6767 | Damoh | Damoh North | Patera | KUDAI | 11 KV Reojha Madho DL | Gata | GATA (SCHOOL) | 25 KVA | 212
6768 | Damoh | Damoh North | Patera | KUDAI | 11 KV Reojha Madho DL | Gata | GATA ( MAHRAJ WALA) | 25 KVA | 214
6769 | Damoh | Damoh North | Patera | KUDAI | 11 KV Reojha Madho DL | Kodiya | KODIYA (BASTI) | 25 KVA | 223
6770 | Damoh | Damoh North | Patera | KUDAI | 11 KV Reojha Madho DL | Kodiya | KODIYA (HARIJAN MUHALLA) | 25 KVA | 224
6771 | Damoh | Damoh North | Patera | KUDAI | 11 KV Reojha Madho DL | Kodiya | KODIYA (RAJESH PATEL) | 25 KVA | 226
6772 | Damoh | Damoh North | Patera | KUDAI | 11 KV Reojha Madho DL | Kodiya | KODIYA (NIRANJAN PATEL) | 25 KVA | 230
6773 | Damoh | Damoh North | Patera | KUDAI | 11 KV Reojha Madho DL | Barkhera Bais | BARKHERA BAISH (DURAG) | 25 KVA | 248
6774 | Damoh | Damoh North | Patera | KUDAI | 11 KV Reojha Madho DL | Barkhera Bais | BARKHERA BAISH (KANAI SINGH ) | 25 KVA | 258
6775 | Damoh | Damoh North | Patera | KUDAI | 11 KV Reojha Madho DL | Kodiya | KODIYA TAPARIYA | 25 KVA | 270
6776 | Damoh | Damoh North | Patera | KUDAI | 11 KV Reojha Madho DL | Semra Santosh | SEMRA BASTI | 100 KVA | 303
6777 | Damoh | Damoh North | Patera | KUDAI | 11 KV Reojha Madho DL | Itwa Santosh | ITWA SANTOSH (BADAI TOLA) | 100 KVA | 319
6778 | Damoh | Damoh North | Patera | KUDAI | 11 KV Reojha Madho DL | Semra Santosh | SEMRA SANTOSH (GOPAL) | 63 KVA | 329
6779 | Damoh | Damoh North | Patera | KUDAI | 11 KV Reojha Madho DL | Semra Santosh | SEMRA SANTOSH (BASTI)) | 25 KVA | 330
6780 | Damoh | Damoh North | Patera | KUDAI | 11 KV Reojha Madho DL | Khamariya Patera | KHAMARIYA (KUMHAR BASTI) | 25 KVA | 349
6781 | Damoh | Damoh North | Patera | KUDAI | 11 KV Reojha Madho DL | Khamariya Patera | KHAMARIYA (SCHOOL) | 25 KVA | 357
6782 | Damoh | Damoh North | Patera | KUDAI | 11 KV Deodongra DL | Deodongra | DEODONGRA (BUS STAND) | 100 KVA | 162
6783 | Damoh | Damoh North | Patera | KUDAI | 11 KV Deodongra DL | Deodongra | DEODONGRA (SBI) | 25 KVA | 160
6784 | Damoh | Damoh North | Patera | KUDAI | 11 KV Deodongra DL | Deodongra | DEODNGRA (AIRTEL TOWER) | 25 KVA | 149
6785 | Damoh | Damoh North | Patera | KUDAI | 11 KV Deodongra DL | Deodongra | DEODONGRA (SEETA SAHU) | 100 KVA | 141
6786 | Damoh | Damoh North | Patera | KUDAI | 11 KV Deodongra DL | Deodongra | DEODONGRA (TANKI KE PASS) | 25 KVA | 134
6787 | Damoh | Damoh North | Patera | KUDAI | 11 KV Deodongra DL | Deodongra | DEODONGRA (TALAB) | 25 KVA | 131
6788 | Damoh | Damoh North | Patera | KUDAI | 11 KV Deodongra DL | Kudai | KUDAI DEORI ROAD WALA | 25 KVA | 65
6790 | Damoh | Damoh North | Patera | KUDAI | 11 KV Deodongra DL | Kudai | KUDAI WW | 25 KVA | 26
6791 | Damoh | Damoh North | Patera | KUDAI | 11 KV Deodongra DL | Deodongra | DEODONGRA (AKHLESH ) | 25 KVA | 166
6792 | Damoh | Damoh North | Patera | KUDAI | 11 KV Deodongra DL | NO VILLAGE FOUND | DTR NOT TAGGED | 25 KVA | 167
6793 | Damoh | Damoh North | Patera | KUDAI | 11 KV Deodongra DL | NO VILLAGE FOUND | DTR NOT TAGGED | 25 KVA | 197
6794 | Damoh | Damoh North | Patera | KUDAI | 11 KV Deodongra DL | NO VILLAGE FOUND | DTR NOT TAGGED | 63 KVA | 200
6795 | Damoh | Damoh North | Patera | KUDAI | 11 KV Deodongra DL | NO VILLAGE FOUND | DTR NOT TAGGED | 25 KVA | 201
6796 | Damoh | Damoh North | Patera | KUDAI | 11 KV Deodongra DL | NO VILLAGE FOUND | DTR NOT TAGGED | 25 KVA | 215
6797 | Damoh | Damoh North | Patera | KUDAI | 11 KV Deodongra DL | NO VILLAGE FOUND | DTR NOT TAGGED | 25 KVA | 251
6798 | Damoh | Damoh North | Patera | KUDAI | 11 KV Deodongra DL | NO VILLAGE FOUND | DTR NOT TAGGED | 25 KVA | 255
6799 | Damoh | Damoh North | Patera | KUDAI | 11 KV Deodongra DL | NO VILLAGE FOUND | DTR NOT TAGGED | 25 KVA | 278
6800 | Damoh | Damoh North | Patera | KUDAI | 11 KV Deodongra DL | NO VILLAGE FOUND | DTR NOT TAGGED | 25 KVA | 290
6801 | Damoh | Damoh North | Patera | KUDAI | 11 KV Deodongra DL | NO VILLAGE FOUND | DTR NOT TAGGED | 100 KVA | 312
6802 | Damoh | Damoh North | Patera | KUDAI | 11 KV Deodongra DL | NO VILLAGE FOUND | DTR NOT TAGGED | 25 KVA | 318
6803 | Damoh | Damoh North | Patera | KUDAI | 11 KV Deodongra DL | NO VILLAGE FOUND | DTR NOT TAGGED | 63 KVA | 346
6804 | Damoh | Damoh North | Patera | KUDAI | 11 KV Deodongra DL | NO VILLAGE FOUND | DTR NOT TAGGED | 25 KVA | 375
6805 | Damoh | Damoh North | Patera | KUDAI | 11 KV Deodongra DL | NO VILLAGE FOUND | DTR NOT TAGGED | 100 KVA | 380
6806 | Damoh | Damoh North | Patera | KUDAI | 11 KV Deodongra DL | NO VILLAGE FOUND | DTR NOT TAGGED | 25 KVA | 393
6807 | Damoh | Damoh North | Patera | KUDAI | 11 KV Deodongra DL | NO VILLAGE FOUND | DTR NOT TAGGED | 25 KVA | 410
6808 | Damoh | Damoh North | Patera | KUDAI | 11 KV Deodongra DL | NO VILLAGE FOUND | DTR NOT TAGGED | 25 KVA | 416
6809 | Damoh | Damoh North | Patera | KUDAI | 11 KV Deodongra DL | NO VILLAGE FOUND | DTR NOT TAGGED | 25 KVA | 421
6810 | Damoh | Damoh North | Patera | KUDAI | 11 KV Deodongra DL | NO VILLAGE FOUND | DTR NOT TAGGED | 25 KVA | 422
6811 | Damoh | Damoh North | Patera | KUDAI | 11 KV Deodongra DL | NO VILLAGE FOUND | DTR NOT TAGGED | 25 KVA | 423
6812 | Damoh | Damoh North | Patera | KUDAI | 11 KV Deodongra DL | NO VILLAGE FOUND | DTR NOT TAGGED | 25 KVA | 430
6813 | Damoh | Damoh North | Patera | KUDAI | 11 KV Deodongra DL | NO VILLAGE FOUND | DTR NOT TAGGED | 25 KVA | 447
6814 | Damoh | Damoh North | Patera | KUDAI | 11 KV Deodongra DL | NO VILLAGE FOUND | DTR NOT TAGGED | 25 KVA | 452
6815 | Damoh | Damoh North | Patera | KUDAI | 11 KV Deodongra DL | NO VILLAGE FOUND | DTR NOT TAGGED | 25 KVA | 471
6816 | Damoh | Damoh North | Patera | KUDAI | 11 KV Deodongra DL | NO VILLAGE FOUND | DTR NOT TAGGED | 63 KVA | 486
6817 | Damoh | Damoh North | Patera | KUDAI | 11 KV Deodongra AG | Madiyapuran | MADIYA POORAN (BABBA MAHRAJ) | 25 KVA | 400
6818 | Damoh | Damoh North | Patera | KUDAI | 11 KV Deodongra AG | Madiyapuran | MADIYA POORAN (DEERI KEPASS) | 100 KVA | 368
6819 | Damoh | Damoh North | Patera | KUDAI | 11 KV Deodongra AG | Madiyapuran | MADIYA POORAN (RAMESWAR PYASI) | 25 KVA | 362
6820 | Damoh | Damoh North | Patera | KUDAI | 11 KV Deodongra AG | Deodongra | DEODONGRA (DEVI SINGH) | 25 KVA | 345
6821 | Damoh | Damoh North | Patera | KUDAI | 11 KV Deodongra AG | Pateriya Patera | SAHPURA RAJESH KUMAR GUPTA | 25 KVA | 336
6822 | Damoh | Damoh North | Patera | KUDAI | 11 KV Deodongra AG | Pateriya Patera | PATERIYA (KAVITA BAI) | 25 KVA | 335
6823 | Damoh | Damoh North | Patera | KUDAI | 11 KV Deodongra AG | Pateriya Patera | PATERIYA HAR | 25 KVA | 333
6824 | Damoh | Damoh North | Patera | KUDAI | 11 KV Deodongra AG | Nimarmunda Mafi | NIMARMUNDA (ABHINASH) | 25 KVA | 325
6825 | Damoh | Damoh North | Patera | KUDAI | 11 KV Deodongra AG | Nimarmunda Mafi | NIMARMUNDA HAR | 100 KVA | 314
6826 | Damoh | Damoh North | Patera | KUDAI | 11 KV Deodongra AG | Nimarmunda Mafi | NIMARMUNDA (SANKAR GOUTAM) | 25 KVA | 296
6827 | Damoh | Damoh North | Patera | KUDAI | 11 KV Deodongra AG | Nimarmunda Mafi | NIMARMUNDA (AHIRWAL) | 25 KVA | 290
6828 | Damoh | Damoh North | Patera | KUDAI | 11 KV Deodongra AG | Kachuriya | KACHURIYA (SAHAB SINGH) | 25 KVA | 285
6829 | Damoh | Damoh North | Patera | KUDAI | 11 KV Deodongra AG | Kachuriya | KACHURIYA BASTI | 25 KVA | 277
6830 | Damoh | Damoh North | Patera | KUDAI | 11 KV Deodongra AG | Kachuriya | KACHURIYA HAR | 100 KVA | 274
6831 | Damoh | Damoh North | Patera | KUDAI | 11 KV Deodongra AG | Kachuriya | KACHURIYA (RAJU BEDIYA) | 25 KVA | 273
6832 | Damoh | Damoh North | Patera | KUDAI | 11 KV Deodongra AG | Kachuriya | KACHURIYA WW | 25 KVA | 268
6833 | Damoh | Damoh North | Patera | KUDAI | 11 KV Deodongra AG | Bhartala | KAKRAN HAR | 100 KVA | 248
6834 | Damoh | Damoh North | Patera | KUDAI | 11 KV Deodongra AG | Bhartala | BHARTALA (KUWA KE PASS) | 25 KVA | 242
6835 | Damoh | Damoh North | Patera | KUDAI | 11 KV Deodongra AG | Bhartala | BHARTALA (GRAM PANCHAYAT) | 25 KVA | 241
6836 | Damoh | Damoh North | Patera | KUDAI | 11 KV Deodongra AG | Bhartala | BHARTALA (GRAM PANCHAYAT) | 100 KVA | 240
6837 | Damoh | Damoh North | Patera | KUDAI | 11 KV Deodongra AG | Kariya Patera | KARAIYA NAGMADI (MANDU PATEL) | 100 KVA | 226
6838 | Damoh | Damoh North | Patera | KUDAI | 11 KV Deodongra AG | Tindni | TIDHNI NAHAR | 25 KVA | 204
6839 | Damoh | Damoh North | Patera | KUDAI | 11 KV Deodongra AG | Tindni | TIDNI LAKHAN SINGH | 25 KVA | 193
6840 | Damoh | Damoh North | Patera | KUDAI | 11 KV Deodongra AG | Tindni | TIDHNI HAR | 25 KVA | 182
6841 | Damoh | Damoh North | Patera | KUDAI | 11 KV Deodongra AG | Tindni | TIDHNI HANUMAN MANDIR | 100 KVA | 181
6842 | Damoh | Damoh North | Patera | KUDAI | 11 KV Deodongra AG | Tindni | TIDNI BHARAT | 25 KVA | 175
6843 | Damoh | Damoh North | Patera | KUDAI | 11 KV Deodongra AG | Kariya Patera | KARAIYA NAGMANI HAR | 25 KVA | 161
6844 | Damoh | Damoh North | Patera | KUDAI | 11 KV Deodongra AG | Deodongra | DEODONGRA LAKHANSINGH | 100 KVA | 104
6845 | Damoh | Damoh North | Patera | KUDAI | 11 KV Deodongra AG | Deodongra | DEODONGRA (DHARAMPAL SINGH) | 25 KVA | 90
6846 | Damoh | Damoh North | Patera | KUDAI | 11 KV Deodongra AG | Nimarmunda Mafi | SAHPURA (RAMJI PATHAK) | 25 KVA | 60
6847 | Damoh | Damoh North | Patera | KUDAI | 11 KV Deodongra AG | Pateriya Patera | SAHPURA (BAHWANDAS) | 63 KVA | 53
6848 | Damoh | Damoh North | Patera | KUDAI | 11 KV Deodongra AG | Pateriya Patera | SAHPURA LAXMAN PATEL | 25 KVA | 48
6849 | Damoh | Damoh North | Patera | KUDAI | 11 KV Deodongra AG | Deori Patera | KUDAI DEORI HAR | 25 KVA | 32
6850 | Damoh | Damoh North | Patera | KUDAI | 11 KV Deodongra AG | Kudai | KUDAI MALKHAN | 25 KVA | 18
6851 | Damoh | Damoh North | Patera | KUDAI | 11 KV Deodongra AG | Kudai | KUDAI TAPARIYA HAR | 100 KVA | 7
6852 | Damoh | Damoh North | Patera | KUDAI | 11 KV Deodongra AG | NO VILLAGE FOUND | DTR NOT TAGGED | 100 KVA | 403
6853 | Damoh | Damoh North | Patera | KUDAI | 11 KV Deodongra AG | NO VILLAGE FOUND | DTR NOT TAGGED | 25 KVA | 405
6854 | Damoh | Damoh North | Patera | KUDAI | 11 KV Deodongra AG | NO VILLAGE FOUND | DTR NOT TAGGED | 25 KVA | 406
6855 | Damoh | Damoh North | Patera | KUDAI | 11 KV Deodongra AG | NO VILLAGE FOUND | SUNDAR SINGH HAR | 25 KVA | 408
6856 | Damoh | Damoh North | Patera | KUDAI | 11 KV Deodongra AG | NO VILLAGE FOUND | DTR NOT TAGGED | 63 KVA | 409
6857 | Damoh | Damoh North | Patera | KUMHARI | 11 KV Salaiya MIX | Ghatera | GHATERA ROAD | 25 KVA | 625
6858 | Damoh | Damoh North | Patera | KUMHARI | 11 KV Salaiya MIX | Ghatera | CHANDPURA BASTI | 63 KVA | 619
6859 | Damoh | Damoh North | Patera | KUMHARI | 11 KV Salaiya MIX | Ghatera | GHATERA KHILAN | 25 KVA | 613
6860 | Damoh | Damoh North | Patera | KUMHARI | 11 KV Salaiya MIX | Muhli Jujhar | GHATERA JIO | 25 KVA | 605
6861 | Damoh | Damoh North | Patera | KUMHARI | 11 KV Salaiya MIX | Muhli Jujhar | GADIYA (BASTI) | 100 KVA | 603
6862 | Damoh | Damoh North | Patera | KUMHARI | 11 KV Salaiya MIX | Muhli Jujhar | GHATERA JAANKI | 25 KVA | 601
6863 | Damoh | Damoh North | Patera | KUMHARI | 11 KV Salaiya MIX | Salaiya | SALAIYA NALA | 25 KVA | 594
6864 | Damoh | Damoh North | Patera | KUMHARI | 11 KV Salaiya MIX | Salaiya | SALAIYA HAR | 100 KVA | 580
6865 | Damoh | Damoh North | Patera | KUMHARI | 11 KV Salaiya MIX | Salaiya | SALAIYA (VEREYAL) | 25 KVA | 572
6866 | Damoh | Damoh North | Patera | KUMHARI | 11 KV Salaiya MIX | Salaiya | SALAIYA HAR WAALA | 25 KVA | 565
6867 | Damoh | Damoh North | Patera | KUMHARI | 11 KV Salaiya MIX | Salaiya | SALAIYA RAI | 25 KVA | 558
6868 | Damoh | Damoh North | Patera | KUMHARI | 11 KV Salaiya MIX | Salaiya | SALAIYA (BSNL) | 25 KVA | 551
6869 | Damoh | Damoh North | Patera | KUMHARI | 11 KV Salaiya MIX | Salaiya | SALAIYA CHAKKI | 25 KVA | 546
6870 | Damoh | Damoh North | Patera | KUMHARI | 11 KV Salaiya MIX | Salaiya | SALAIYA WW | 25 KVA | 543
6871 | Damoh | Damoh North | Patera | KUMHARI | 11 KV Salaiya MIX | Salaiya | SALAIYA (JIO TOWER) | 25 KVA | 539
6872 | Damoh | Damoh North | Patera | KUMHARI | 11 KV Salaiya MIX | Salaiya | SALAIYA(HARIJAN MUHALALA) | 25 KVA | 529
6873 | Damoh | Damoh North | Patera | KUMHARI | 11 KV Salaiya MIX | Salaiya | SALAIYA (BASTI) | 100 KVA | 525
6874 | Damoh | Damoh North | Patera | KUMHARI | 11 KV Salaiya MIX | Salaiya | SALAIYA DAMOH ROAD | 25 KVA | 522
6875 | Damoh | Damoh North | Patera | KUMHARI | 11 KV Salaiya MIX | Deori Chhoti | CHHOTI DEORI BASTI) | 25 KVA | 515
6876 | Damoh | Damoh North | Patera | KUMHARI | 11 KV Salaiya MIX | Deori Chhoti | CHOTI DEORI (BASTI) | 100 KVA | 503
6877 | Damoh | Damoh North | Patera | KUMHARI | 11 KV Salaiya MIX | Salaiya | SALAIYA ROAD WALA | 25 KVA | 500
6878 | Damoh | Damoh North | Patera | KUMHARI | 11 KV Salaiya MIX | Salaiya | SALAIYA HARIJAN | 25 KVA | 497
6879 | Damoh | Damoh North | Patera | KUMHARI | 11 KV Salaiya MIX | Ghoghra | GHUGRA BASTI | 25 KVA | 486
6880 | Damoh | Damoh North | Patera | KUMHARI | 11 KV Salaiya MIX | Ghoghra | GHUGRA HARIJAN | 25 KVA | 485
6881 | Damoh | Damoh North | Patera | KUMHARI | 11 KV Salaiya MIX | Ghoghra | GHUGRA AADIWASI | 25 KVA | 482
6882 | Damoh | Damoh North | Patera | KUMHARI | 11 KV Salaiya MIX | Ghoghra | GHUGRA ROAD | 25 KVA | 480
6883 | Damoh | Damoh North | Patera | KUMHARI | 11 KV Salaiya MIX | Ghoghra | MAGRAI HARIJAN | 25 KVA | 474
6884 | Damoh | Damoh North | Patera | KUMHARI | 11 KV Salaiya MIX | Salaiya | MAGRAI BASTI | 25 KVA | 369
6885 | Damoh | Damoh North | Patera | KUMHARI | 11 KV Salaiya MIX | Deori Chhoti | BAMNI ROAD WALA | 25 KVA | 361
6886 | Damoh | Damoh North | Patera | KUMHARI | 11 KV Salaiya MIX | Salaiya | BAMNI (WW) | 25 KVA | 358
6887 | Damoh | Damoh North | Patera | KUMHARI | 11 KV Salaiya MIX | Salaiya | BAMNI (SCHOOL) | 25 KVA | 357
6888 | Damoh | Damoh North | Patera | KUMHARI | 11 KV Salaiya MIX | Deori Chhoti | BAMNI (IMLI KE PASS) | 25 KVA | 354
6889 | Damoh | Damoh North | Patera | KUMHARI | 11 KV Salaiya MIX | Deori Chhoti | BAMNI (HARIJAN MUHALLA) | 25 KVA | 351
6890 | Damoh | Damoh North | Patera | KUMHARI | 11 KV Salaiya MIX | Deori Chhoti | BAMNI (SUNDAR) | 25 KVA | 349
6891 | Damoh | Damoh North | Patera | KUMHARI | 11 KV Salaiya MIX | Deori Chhoti | BAMNI (AADIWASI BASTI) | 25 KVA | 348
6892 | Damoh | Damoh North | Patera | KUMHARI | 11 KV Salaiya MIX | Deori Chhoti | BAMNI HAR | 25 KVA | 337
6893 | Damoh | Damoh North | Patera | KUMHARI | 11 KV Salaiya MIX | Deori Chhoti | BAMNI (ATARI MUHALLA) | 25 KVA | 333
6894 | Damoh | Damoh North | Patera | KUMHARI | 11 KV Salaiya MIX | Deori Chhoti | BAMNI HARIJAN | 25 KVA | 330
6895 | Damoh | Damoh North | Patera | KUMHARI | 11 KV Salaiya MIX | Deori Chhoti | BAMNI BASTI | 25 KVA | 327
6896 | Damoh | Damoh North | Patera | KUMHARI | 11 KV Salaiya MIX | Deori Chhoti | BAMNI (AADIWASI MUHALLA) | 25 KVA | 320
6897 | Damoh | Damoh North | Patera | KUMHARI | 11 KV Salaiya MIX | Tikri Ghat | GHUGRI (BASTI) | 25 KVA | 292
6898 | Damoh | Damoh North | Patera | KUMHARI | 11 KV Salaiya MIX | Tikri Ghat | GHUGRI (TANGAN) | 25 KVA | 284
6899 | Damoh | Damoh North | Patera | KUMHARI | 11 KV Salaiya MIX | Gatta | GHUGRA HAR | 25 KVA | 274
6901 | Damoh | Damoh North | Patera | KUMHARI | 11 KV Salaiya MIX | Bamni | PADRI (BASTI WALA) | 25 KVA | 228
6902 | Damoh | Damoh North | Patera | KUMHARI | 11 KV Salaiya MIX | Bamni | PADRI (SCHOOL) | 25 KVA | 227
6903 | Damoh | Damoh North | Patera | KUMHARI | 11 KV Salaiya MIX | Bamni | PADRI JAHAR | 25 KVA | 223
6904 | Damoh | Damoh North | Patera | KUMHARI | 11 KV Salaiya MIX | Ghugri | DONDA (MULAM WALA) | 63 KVA | 222
6905 | Damoh | Damoh North | Patera | KUMHARI | 11 KV Salaiya MIX | Gatta | PADRI JALAM | 25 KVA | 214
6906 | Damoh | Damoh North | Patera | KUMHARI | 11 KV Salaiya MIX | Gatta | PADRI (BASTI) | 25 KVA | 211
6907 | Damoh | Damoh North | Patera | KUMHARI | 11 KV Salaiya MIX | Gatta | PADRI (ROAD WALA) | 25 KVA | 206
6908 | Damoh | Damoh North | Patera | KUMHARI | 11 KV Salaiya MIX | Gatta | PADRI BASTI | 25 KVA | 204
6909 | Damoh | Damoh North | Patera | KUMHARI | 11 KV Salaiya MIX | Gatta | PADRI HAR | 63 KVA | 202
6910 | Damoh | Damoh North | Patera | KUMHARI | 11 KV Salaiya MIX | Bamni | PATNA (NAHAR WALA) | 25 KVA | 190
6911 | Damoh | Damoh North | Patera | KUMHARI | 11 KV Salaiya MIX | Bamni | PATNA HAR | 100 KVA | 186
6912 | Damoh | Damoh North | Patera | KUMHARI | 11 KV Salaiya MIX | Magrai | PATNA (ROAD WALA) | 25 KVA | 179
6913 | Damoh | Damoh North | Patera | KUMHARI | 11 KV Salaiya MIX | Bamni | PATNA KADORI | 25 KVA | 175
6914 | Damoh | Damoh North | Patera | KUMHARI | 11 KV Salaiya MIX | Bamni | PATNA (BASTI) | 25 KVA | 171
6915 | Damoh | Damoh North | Patera | KUMHARI | 11 KV Salaiya MIX | Magrai | PATNA (RELIANCE JIO) | 25 KVA | 165
6916 | Damoh | Damoh North | Patera | KUMHARI | 11 KV Salaiya MIX | Patna Kumhari | PATNA (HARIJAN MUHALLA) | 25 KVA | 160
6917 | Damoh | Damoh North | Patera | KUMHARI | 11 KV Salaiya MIX | Patna Kumhari | PATNA (ANTU SAHU) | 25 KVA | 156
6918 | Damoh | Damoh North | Patera | KUMHARI | 11 KV Salaiya MIX | Patna Kumhari | PATNA HAR WALA | 25 KVA | 147
6919 | Damoh | Damoh North | Patera | KUMHARI | 11 KV Salaiya MIX | Patna Kumhari | GATA YADAV | 25 KVA | 145
6920 | Damoh | Damoh North | Patera | KUMHARI | 11 KV Salaiya MIX | Patna Kumhari | GATA (BASTI) | 63 KVA | 142
6921 | Damoh | Damoh North | Patera | KUMHARI | 11 KV Salaiya MIX | Patna Kumhari | GATA BASTI | 25 KVA | 139
6922 | Damoh | Damoh North | Patera | KUMHARI | 11 KV Salaiya MIX | Padri Kumhari | GATA HAR | 25 KVA | 134
6923 | Damoh | Damoh North | Patera | KUMHARI | 11 KV Salaiya MIX | Surkhi | PADRI (HARIYANA WALA) | 63 KVA | 132
6924 | Damoh | Damoh North | Patera | KUMHARI | 11 KV Salaiya MIX | Padri Kumhari | GATA (ROAD WAL) | 25 KVA | 126
6925 | Damoh | Damoh North | Patera | KUMHARI | 11 KV Salaiya MIX | Padri Kumhari | GATA TAPARIYA | 25 KVA | 125
6926 | Damoh | Damoh North | Patera | KUMHARI | 11 KV Salaiya MIX | Chilghat | CHEELGHAT (BASTI) | 100 KVA | 106
6927 | Damoh | Damoh North | Patera | KUMHARI | 11 KV Salaiya MIX | Padri Kumhari | KUMHARI DAMOH ROAD | 25 KVA | 99
6928 | Damoh | Damoh North | Patera | KUMHARI | 11 KV Salaiya MIX | Padri Kumhari | KUMHARI ROAD | 25 KVA | 89
6929 | Damoh | Damoh North | Patera | KUMHARI | 11 KV Salaiya MIX | Dhonda | KULUWA (SAHU MUHALLA) | 25 KVA | 75
6930 | Damoh | Damoh North | Patera | KUMHARI | 11 KV Salaiya MIX | Chilghat | KULUWA (HARIJAN BASTI) | 63 KVA | 67
6931 | Damoh | Damoh North | Patera | KUMHARI | 11 KV Salaiya MIX | Chilghat | KULUWA (HARIJAN MUHALLA) | 25 KVA | 58
6932 | Damoh | Damoh North | Patera | KUMHARI | 11 KV Salaiya MIX | Kuluwa | KULUWA JAHAR | 25 KVA | 46
6933 | Damoh | Damoh North | Patera | KUMHARI | 11 KV Salaiya MIX | Gudri | GUDRI HAR | 25 KVA | 36
6934 | Damoh | Damoh North | Patera | KUMHARI | 11 KV Salaiya MIX | Chilghat | GUDRI NAHAR | 25 KVA | 17
6935 | Damoh | Damoh North | Patera | KUMHARI | 11 KV Salaiya MIX | Ghatera | GHATERA HARIJAN | 25 KVA | 647
6936 | Damoh | Damoh North | Patera | KUMHARI | 11 KV Salaiya MIX | Ghatera | CHANDPURA TAPARIYA | 25 KVA | 648
6937 | Damoh | Damoh North | Patera | KUMHARI | 11 KV Salaiya MIX | Khadera | GHATERA IMRAT | 25 KVA | 657
6938 | Damoh | Damoh North | Patera | KUMHARI | 11 KV Salaiya MIX | Neem Kheda | GHATERA BASTI | 25 KVA | 661
6939 | Damoh | Damoh North | Patera | KUMHARI | 11 KV Salaiya MIX | Neem Kheda | GHATERA ROAD | 25 KVA | 663
6940 | Damoh | Damoh North | Patera | KUMHARI | 11 KV Salaiya MIX | Neem Kheda | GHATERA HAR | 25 KVA | 665
6941 | Damoh | Damoh North | Patera | KUMHARI | 11 KV Salaiya MIX | Ghatera | GHATERA HAR WALA | 25 KVA | 667
6942 | Damoh | Damoh North | Patera | KUMHARI | 11 KV Salaiya MIX | Muhli Jujhar | MUHLI (KAMLESH) | 25 KVA | 675
6943 | Damoh | Damoh North | Patera | KUMHARI | 11 KV Salaiya MIX | Muhli Jujhar | MUHLI (MUKESH YADAV) | 25 KVA | 678
6944 | Damoh | Damoh North | Patera | KUMHARI | 11 KV Salaiya MIX | Muhli Jujhar | MUHLI (FULLA YADAV) | 25 KVA | 681
6945 | Damoh | Damoh North | Patera | KUMHARI | 11 KV Salaiya MIX | Muhli Jujhar | MUHLI NALA | 25 KVA | 686
6946 | Damoh | Damoh North | Patera | KUMHARI | 11 KV Salaiya MIX | Muhli Jujhar | MUHLI YADAV | 25 KVA | 697
6947 | Damoh | Damoh North | Patera | KUMHARI | 11 KV Salaiya MIX | Muhli Jujhar | MUHLI (HALKU YADAV) | 25 KVA | 699
6948 | Damoh | Damoh North | Patera | KUMHARI | 11 KV Salaiya MIX | Muhli Jujhar | MUHLI BASTI | 25 KVA | 702
6949 | Damoh | Damoh North | Patera | KUMHARI | 11 KV Salaiya MIX | Muhli Jujhar | MUHLI (SURESH YADAV) | 100 KVA | 705
6950 | Damoh | Damoh North | Patera | KUMHARI | 11 KV Salaiya MIX | Muhli Jujhar | MUHLO (HARWANSH ADDIWASI) | 25 KVA | 708
6951 | Damoh | Damoh North | Patera | KUMHARI | 11 KV Salaiya MIX | Muhli Jujhar | DUMARIYA TOLA (BASTI) | 25 KVA | 711
6952 | Damoh | Damoh North | Patera | KUMHARI | 11 KV Salaiya MIX | Muhli Jujhar | MUHLI BASTI | 25 KVA | 712
6953 | Damoh | Damoh North | Patera | KUMHARI | 11 KV Salaiya MIX | Muhli Jujhar | MUHLI (AHIRWAL) | 25 KVA | 714
6954 | Damoh | Damoh North | Patera | KUMHARI | 11 KV Salaiya MIX | Muhli Jujhar | MULHI (BASTI) | 25 KVA | 718
6955 | Damoh | Damoh North | Patera | KUMHARI | 11 KV Salaiya MIX | Madiya Khurd | MADIYA KHURD (BASTI) | 100 KVA | 740
6956 | Damoh | Damoh North | Patera | KUMHARI | 11 KV Salaiya MIX | Madiya Khurd | MADIYA KHURD HARIJAN | 25 KVA | 743
6957 | Damoh | Damoh North | Patera | KUMHARI | 11 KV Salaiya MIX | Muhli Jujhar | MUHLI (WW) | 25 KVA | 747
6958 | Damoh | Damoh North | Patera | KUMHARI | 11 KV Kumhari DL | Padri Kumhari | KUMHARI (IDEA TOWER) | 25 KVA | 108
6959 | Damoh | Damoh North | Patera | KUMHARI | 11 KV Kumhari DL | Padri Kumhari | KUMAHRI (NEAR POWER HOUSE ) | 25 KVA | 101
6960 | Damoh | Damoh North | Patera | KUMHARI | 11 KV Kumhari DL | Padri Kumhari | KUMHARI (CHATRAWAS) | 25 KVA | 97
6961 | Damoh | Damoh North | Patera | KUMHARI | 11 KV Kumhari DL | Padri Kumhari | KUMHARI (PIPAL WALA) | 25 KVA | 93
6962 | Damoh | Damoh North | Patera | KUMHARI | 11 KV Kumhari DL | Padri Kumhari | KUMHARI (KASTURWA CHATRAWAS) | 100 KVA | 94
6963 | Damoh | Damoh North | Patera | KUMHARI | 11 KV Kumhari DL | Padri Kumhari | KUMHARI (BSNL) | 25 KVA | 91
6964 | Damoh | Damoh North | Patera | KUMHARI | 11 KV Kumhari DL | Padri Kumhari | KUMHARI (KUWA KE PASS) | 63 KVA | 90
6965 | Damoh | Damoh North | Patera | KUMHARI | 11 KV Kumhari DL | Padri Kumhari | KUMHARI (TOWER) | 25 KVA | 89
6966 | Damoh | Damoh North | Patera | KUMHARI | 11 KV Kumhari DL | Padri Kumhari | KUMHARI (RAJU MASAB) | 25 KVA | 87
6967 | Damoh | Damoh North | Patera | KUMHARI | 11 KV Kumhari DL | Padri Kumhari | KUMHARI (MARKET) | 100 KVA | 85
6968 | Damoh | Damoh North | Patera | KUMHARI | 11 KV Kumhari DL | Kumhari | KUMHARI (CHARTAWAS) | 25 KVA | 83
6969 | Damoh | Damoh North | Patera | KUMHARI | 11 KV Kumhari DL | Padri Kumhari | KUMHARI (LAKHAN) | 100 KVA | 80
6970 | Damoh | Damoh North | Patera | KUMHARI | 11 KV Kumhari DL | Padri Kumhari | KUMHARI (SAGONI ROAD) | 25 KVA | 74
6971 | Damoh | Damoh North | Patera | KUMHARI | 11 KV Kumhari DL | Patna Kumhari | KUMHARI (SAGONI ROAD NALA) | 100 KVA | 73
6972 | Damoh | Damoh North | Patera | KUMHARI | 11 KV Kumhari DL | Padri Kumhari | KUMHARI (DAMOH ROAD) | 25 KVA | 63
6973 | Damoh | Damoh North | Patera | KUMHARI | 11 KV Kumhari DL | Dhonda | KUMHARI WW | 100 KVA | 55
6974 | Damoh | Damoh North | Patera | KUMHARI | 11 KV Kumhari DL | Padri Kumhari | KUMHARI (PETROL PUMP) | 25 KVA | 47
6975 | Damoh | Damoh North | Patera | KUMHARI | 11 KV Kumhari DL | Padri Kumhari | KUMHARI (PETROL PUMP) | 100 KVA | 35
6976 | Damoh | Damoh North | Patera | KUMHARI | 11 KV Kumhari DL | Padri Kumhari | KUMHARI (DAMOH ROAD) | 100 KVA | 27
6977 | Damoh | Damoh North | Patera | KUMHARI | 11 KV Kumhari DL | Padri Kumhari | KUMHARI (BHARAT MASAB) | 100 KVA | 28
6978 | Damoh | Damoh North | Patera | KUMHARI | 11 KV Kumhari DL | Padri Kumhari | KUMHARI (THANE KE PASS) | 100 KVA | 19
6979 | Damoh | Damoh North | Patera | KUMHARI | 11 KV Kumhari DL | Padri Kumhari | KUMHARI (HORI KE PASS) | 25 KVA | 18
6980 | Damoh | Damoh North | Patera | KUMHARI | 11 KV Kumhari DL | Padri Kumhari | KUMHARI (AMBEDKAR CHOK) | 100 KVA | 17
6981 | Damoh | Damoh North | Patera | KUMHARI | 11 KV Kumhari DL | Padri Kumhari | KUMHARI (AIRTEL TOWER) | 25 KVA | 16
6982 | Damoh | Damoh North | Patera | KUMHARI | 11 KV Kumhari DL | Padri Kumhari | KUMHARI (KATNI ROAD) | 25 KVA | 11
6983 | Damoh | Damoh North | Patera | KUMHARI | 11 KV Kumhari DL | Padri Kumhari | KUMHARI (JAIN MANDIR) | 25 KVA | 6
6984 | Damoh | Damoh North | Patera | KUMHARI | 11 KV Kumhari DL | Kumhari | KUMHARI (JAIN MANDIR) | 63 KVA | 3
6985 | Damoh | Damoh North | Patera | KUMHARI | 11 KV Kumhari DL | Padri Kumhari | KUMHARI (PATERA ROAD) | 25 KVA | 111
6986 | Damoh | Damoh North | Patera | KUMHARI | 11 KV Kumhari DL | Padri Kumhari | KUMHARI (YADAV MUHALLA) | 25 KVA | 113
6987 | Damoh | Damoh North | Patera | KUMHARI | 11 KV Kumhari DL | Padri Kumhari | KUMHARI (PATERA ROAD) | 63 KVA | 115
6988 | Damoh | Damoh North | Patera | KUMHARI | 11 KV Kumhari DL | Kumhari | KUMHARI (GAS AGENCY) | 25 KVA | 116
6989 | Damoh | Damoh North | Patera | KUMHARI | 11 KV Kumhari DL | NO VILLAGE FOUND | DTR NOT TAGGED | 63 KVA | 118
6990 | Damoh | Damoh North | Patera | KUMHARI | 11 KV Kumhari DL | NO VILLAGE FOUND | DTR NOT TAGGED | 25 KVA | 121
6991 | Damoh | Damoh North | Patera | KUMHARI | 11 KV Kumhari AG | Mohas | KUMHARI (KATNI ROAD) | 63 KVA | 66
6992 | Damoh | Damoh North | Patera | KUMHARI | 11 KV Kumhari AG | Mohas | KUMHARI (GUDRI HAR) | 63 KVA | 56
6993 | Damoh | Damoh North | Patera | KUMHARI | 11 KV Kumhari AG | Mohas | KUMHARI (KATNI ROAD) | 25 KVA | 49
6994 | Damoh | Damoh North | Patera | KUMHARI | 11 KV Kumhari AG | Mohas | KUMHARI (NAHAR KE PASS) | 25 KVA | 35
6995 | Damoh | Damoh North | Patera | KUMHARI | 11 KV Kumhari AG | Padri Kumhari | KUMHARI (PULIYA) | 25 KVA | 16
6996 | Damoh | Damoh North | Patera | KUMHARI | 11 KV Kumhari AG | NO VILLAGE FOUND | DTR NOT TAGGED | 63 KVA | 71
6997 | Damoh | Damoh North | Patera | KUMHARI | 11 KV Kumhari AG | NO VILLAGE FOUND | DTR NOT TAGGED | 25 KVA | 82
6998 | Damoh | Damoh North | Patera | KUMHARI | 11 KV Hinoti MIX | Neguwan | JAMUNIYA JER HARIJAN | 25 KVA | 1224
6999 | Damoh | Damoh North | Patera | KUMHARI | 11 KV Hinoti MIX | Imaliya Patera | MAJHUGUWA KHURD BASTI | 25 KVA | 1220
7001 | Damoh | Damoh North | Patera | KUMHARI | 11 KV Hinoti MIX | Jamuniya Kumhari | MAJHGUWA KHURD HARIJAN | 25 KVA | 1211
7002 | Damoh | Damoh North | Patera | KUMHARI | 11 KV Hinoti MIX | Jamuniya Kumhari | MAJHGUWA KHURD HAR | 25 KVA | 1205
7003 | Damoh | Damoh North | Patera | KUMHARI | 11 KV Hinoti MIX | Jamuniya Kumhari | JABIDABAR RAMESH BARMAN | 25 KVA | 1201
7004 | Damoh | Damoh North | Patera | KUMHARI | 11 KV Hinoti MIX | Majguwan Khurd | JOGODABAR BASTI | 25 KVA | 1188
7005 | Damoh | Damoh North | Patera | KUMHARI | 11 KV Hinoti MIX | Jamuniya Kumhari | GUWARI BIHARI YADAV | 25 KVA | 1187
7006 | Damoh | Damoh North | Patera | KUMHARI | 11 KV Hinoti MIX | Jamuniya Kumhari | GUWARI TAPARIYA | 25 KVA | 1180
7007 | Damoh | Damoh North | Patera | KUMHARI | 11 KV Hinoti MIX | Jamuniya Kumhari | GUWARI (YADAV) | 25 KVA | 1174
7008 | Damoh | Damoh North | Patera | KUMHARI | 11 KV Hinoti MIX | Jamuniya Kumhari | GUWARI (KUWA KE PASS) | 25 KVA | 1170
7009 | Damoh | Damoh North | Patera | KUMHARI | 11 KV Hinoti MIX | Jamuniya Kumhari | GUWARI (LAKAHN) | 100 KVA | 1166
7010 | Damoh | Damoh North | Patera | KUMHARI | 11 KV Hinoti MIX | Jamuniya Kumhari | JOGIDABAR BASTI | 25 KVA | 1164
7011 | Damoh | Damoh North | Patera | KUMHARI | 11 KV Hinoti MIX | Jamuniya Kumhari | GUWARI TOLA | 25 KVA | 1163
7012 | Damoh | Damoh North | Patera | KUMHARI | 11 KV Hinoti MIX | Jamuniya Kumhari | GUWARI RAJESH | 25 KVA | 1155
7013 | Damoh | Damoh North | Patera | KUMHARI | 11 KV Hinoti MIX | Majguwan Khurd | GUWARI KAMLESH | 25 KVA | 1153
7014 | Damoh | Damoh North | Patera | KUMHARI | 11 KV Hinoti MIX | Majguwan Khurd | GUWARI GANNI | 25 KVA | 1148
7015 | Damoh | Damoh North | Patera | KUMHARI | 11 KV Hinoti MIX | Jamuniya Kumhari | GUWARI HAR | 25 KVA | 1145
7016 | Damoh | Damoh North | Patera | KUMHARI | 11 KV Hinoti MIX | Majguwan Khurd | JOGIDABAR ROAD | 25 KVA | 1137
7017 | Damoh | Damoh North | Patera | KUMHARI | 11 KV Hinoti MIX | Majguwan Khurd | DUNAO BARMAN | 25 KVA | 1131
7018 | Damoh | Damoh North | Patera | KUMHARI | 11 KV Hinoti MIX | Majguwan Khurd | DUNAO HAR HARIJAN | 25 KVA | 1128
7019 | Damoh | Damoh North | Patera | KUMHARI | 11 KV Hinoti MIX | Majguwan Khurd | MADHE HAR | 25 KVA | 1127
7020 | Damoh | Damoh North | Patera | KUMHARI | 11 KV Hinoti MIX | Majguwan Khurd | DONAO NALA | 25 KVA | 1119
7021 | Damoh | Damoh North | Patera | KUMHARI | 11 KV Hinoti MIX | Majguwan Khurd | MADHE BASTI | 25 KVA | 1115
7022 | Damoh | Damoh North | Patera | KUMHARI | 11 KV Hinoti MIX | Jogidabar | HINOTI CHIDAI HAR | 25 KVA | 1107
7023 | Damoh | Damoh North | Patera | KUMHARI | 11 KV Hinoti MIX | Jogidabar | HINOTI CHIDAI | 63 KVA | 1104
7024 | Damoh | Damoh North | Patera | KUMHARI | 11 KV Hinoti MIX | Jogidabar | HINOTI (SHIKHAR CHAN JAIN) | 100 KVA | 1095
7025 | Damoh | Damoh North | Patera | KUMHARI | 11 KV Hinoti MIX | Jogidabar | HINOTI CHAMAR | 25 KVA | 1090
7026 | Damoh | Damoh North | Patera | KUMHARI | 11 KV Hinoti MIX | Jogidabar | HINOTI GOUND | 25 KVA | 1088
7027 | Damoh | Damoh North | Patera | KUMHARI | 11 KV Hinoti MIX | Jogidabar | HINOTI HARIJAN | 25 KVA | 1085
7028 | Damoh | Damoh North | Patera | KUMHARI | 11 KV Hinoti MIX | Jogidabar | HINOTI AADIWASI | 25 KVA | 1084
7029 | Damoh | Damoh North | Patera | KUMHARI | 11 KV Hinoti MIX | Jogidabar | HINOTI (BAIJNATH YADAV) | 25 KVA | 1079
7030 | Damoh | Damoh North | Patera | KUMHARI | 11 KV Hinoti MIX | Mahguwan Patera | DUNAO (BASTI) | 63 KVA | 1076
7031 | Damoh | Damoh North | Patera | KUMHARI | 11 KV Hinoti MIX | Jogidabar | HINOTI DUNAO | 25 KVA | 1068
7032 | Damoh | Damoh North | Patera | KUMHARI | 11 KV Hinoti MIX | Jogidabar | DUNAO HAR | 25 KVA | 1062
7033 | Damoh | Damoh North | Patera | KUMHARI | 11 KV Hinoti MIX | Jogidabar | HINOTI (MAYARANI) | 25 KVA | 1060
7034 | Damoh | Damoh North | Patera | KUMHARI | 11 KV Hinoti MIX | Jogidabar | HINOTI WW | 25 KVA | 1052
7035 | Damoh | Damoh North | Patera | KUMHARI | 11 KV Hinoti MIX | Madho | HINOTI (CALONY | 25 KVA | 1047
7036 | Damoh | Damoh North | Patera | KUMHARI | 11 KV Hinoti MIX | Barret | PIPARIYA MALL BASTI | 25 KVA | 1045
7037 | Damoh | Damoh North | Patera | KUMHARI | 11 KV Hinoti MIX | Barret | PIPARIYA MALL YADAV | 25 KVA | 1040
7038 | Damoh | Damoh North | Patera | KUMHARI | 11 KV Hinoti MIX | Lidhora | PIPARIYA MALL JANKI | 25 KVA | 1033
7039 | Damoh | Damoh North | Patera | KUMHARI | 11 KV Hinoti MIX | Lidhora | PIPARIYA MALL BASTI | 25 KVA | 1029
7040 | Damoh | Damoh North | Patera | KUMHARI | 11 KV Hinoti MIX | Lidhora | PIPARIYA MALL BELKHEDI ROAD | 25 KVA | 1024
7041 | Damoh | Damoh North | Patera | KUMHARI | 11 KV Hinoti MIX | Lidhora | PIPARIYA MALL AADIWASI | 25 KVA | 1022
7042 | Damoh | Damoh North | Patera | KUMHARI | 11 KV Hinoti MIX | Lidhora | PIPARIYA MALL HAR | 100 KVA | 1021
7043 | Damoh | Damoh North | Patera | KUMHARI | 11 KV Hinoti MIX | Lidhora | PIPARIYA MALL HARIJAN | 25 KVA | 1018
7044 | Damoh | Damoh North | Patera | KUMHARI | 11 KV Hinoti MIX | Lidhora | HINOTI PURA | 63 KVA | 1014
7045 | Damoh | Damoh North | Patera | KUMHARI | 11 KV Hinoti MIX | Lidhora | HINOTI GYANBAI | 25 KVA | 1010
7046 | Damoh | Damoh North | Patera | KUMHARI | 11 KV Hinoti MIX | Lidhora | HONOTI NARSARI | 25 KVA | 1007
7047 | Damoh | Damoh North | Patera | KUMHARI | 11 KV Hinoti MIX | Lidhora | HINOTI KATNI ROAD | 25 KVA | 1001
7048 | Damoh | Damoh North | Patera | KUMHARI | 11 KV Hinoti MIX | Madho | HINOTI BSNL | 25 KVA | 999
7049 | Damoh | Damoh North | Patera | KUMHARI | 11 KV Hinoti MIX | Jogidabar | HINOTI SCHOOL | 25 KVA | 995
7050 | Damoh | Damoh North | Patera | KUMHARI | 11 KV Hinoti MIX | Jogidabar | HINOTI(RAIKWAR) | 25 KVA | 992
7051 | Damoh | Damoh North | Patera | KUMHARI | 11 KV Hinoti MIX | Jogidabar | HINOTI JIO | 25 KVA | 991
7052 | Damoh | Damoh North | Patera | KUMHARI | 11 KV Hinoti MIX | Jogidabar | HINOTI (BARMAN) | 25 KVA | 990
7053 | Damoh | Damoh North | Patera | KUMHARI | 11 KV Hinoti MIX | Jogidabar | HINOTI HAR | 25 KVA | 987
7054 | Damoh | Damoh North | Patera | KUMHARI | 11 KV Hinoti MIX | Jogidabar | HINOTI PATERA ROAD | 25 KVA | 984
7055 | Damoh | Damoh North | Patera | KUMHARI | 11 KV Hinoti MIX | Jogidabar | HINOTI BASTI | 100 KVA | 983
7056 | Damoh | Damoh North | Patera | KUMHARI | 11 KV Hinoti MIX | Madho | HINOTI HAR | 25 KVA | 974
7057 | Damoh | Damoh North | Patera | KUMHARI | 11 KV Hinoti MIX | Hinauti | PADUWA BASTI | 25 KVA | 966
7058 | Damoh | Damoh North | Patera | KUMHARI | 11 KV Hinoti MIX | Hinauti | PADUWA HAR | 25 KVA | 961
7059 | Damoh | Damoh North | Patera | KUMHARI | 11 KV Hinoti MIX | Hinauti | PADUWA YADAV | 25 KVA | 944
7060 | Damoh | Damoh North | Patera | KUMHARI | 11 KV Hinoti MIX | Madho | HINOTI ROAAD | 25 KVA | 920
7061 | Damoh | Damoh North | Patera | KUMHARI | 11 KV Hinoti MIX | Madho | CHHELGHAT HAR | 25 KVA | 911
7062 | Damoh | Damoh North | Patera | KUMHARI | 11 KV Hinoti MIX | Madho | DUNAO BASTI | 25 KVA | 906
7063 | Damoh | Damoh North | Patera | KUMHARI | 11 KV Hinoti MIX | Madho | KHARRA YADAV | 25 KVA | 905
7064 | Damoh | Damoh North | Patera | KUMHARI | 11 KV Hinoti MIX | Surkhi | KHARRA JAMNA | 25 KVA | 899
7065 | Damoh | Damoh North | Patera | KUMHARI | 11 KV Hinoti MIX | Surkhi | KHARRA AADIWASI | 25 KVA | 893
7066 | Damoh | Damoh North | Patera | KUMHARI | 11 KV Hinoti MIX | Surkhi | CHEELGHAT HAR | 25 KVA | 889
7067 | Damoh | Damoh North | Patera | KUMHARI | 11 KV Hinoti MIX | Surkhi | PATPARA BASTI | 25 KVA | 885
7068 | Damoh | Damoh North | Patera | KUMHARI | 11 KV Hinoti MIX | Surkhi | KULUWA SHANKAR | 25 KVA | 873
7069 | Damoh | Damoh North | Patera | KUMHARI | 11 KV Hinoti MIX | Dhonda | PATPARA SCHOOL | 25 KVA | 870
7070 | Damoh | Damoh North | Patera | KUMHARI | 11 KV Hinoti MIX | Dhonda | KULUWA AADIWASI | 25 KVA | 860
7071 | Damoh | Damoh North | Patera | KUMHARI | 11 KV Hinoti MIX | Dhonda | KULUWA | 25 KVA | 858
7072 | Damoh | Damoh North | Patera | KUMHARI | 11 KV Hinoti MIX | Dhonda | KULUWA PUNNU | 25 KVA | 853
7073 | Damoh | Damoh North | Patera | KUMHARI | 11 KV Hinoti MIX | Dhonda | KHARRA | 63 KVA | 846
7074 | Damoh | Damoh North | Patera | KUMHARI | 11 KV Hinoti MIX | Dhonda | KULUWA ROAD | 25 KVA | 842
7075 | Damoh | Damoh North | Patera | KUMHARI | 11 KV Hinoti MIX | Dhonda | KULUWA HAR | 63 KVA | 832
7076 | Damoh | Damoh North | Patera | KUMHARI | 11 KV Hinoti MIX | Dhonda | KULUWA BASTI | 25 KVA | 831
7077 | Damoh | Damoh North | Patera | KUMHARI | 11 KV Hinoti MIX | Dhonda | KULUWA SCHOOL | 25 KVA | 829
7078 | Damoh | Damoh North | Patera | KUMHARI | 11 KV Hinoti MIX | Dhonda | KULUWA BASTI | 25 KVA | 823
7079 | Damoh | Damoh North | Patera | KUMHARI | 11 KV Hinoti MIX | Dhonda | KULUWA ANTU PATEL | 25 KVA | 821
7080 | Damoh | Damoh North | Patera | KUMHARI | 11 KV Hinoti MIX | Dhonda | KULUWA BASTI | 25 KVA | 816
7081 | Damoh | Damoh North | Patera | KUMHARI | 11 KV Hinoti MIX | Dhonda | KULUWA HAR | 25 KVA | 812
7082 | Damoh | Damoh North | Patera | KUMHARI | 11 KV Hinoti MIX | Dhonda | KULUWA SAHU MUHALLA | 25 KVA | 807
7083 | Damoh | Damoh North | Patera | KUMHARI | 11 KV Hinoti MIX | Dhonda | KULUWA WW | 25 KVA | 802
7084 | Damoh | Damoh North | Patera | KUMHARI | 11 KV Hinoti MIX | Dhonda | KULUWA KAKHAN | 100 KVA | 799
7085 | Damoh | Damoh North | Patera | KUMHARI | 11 KV Hinoti MIX | Dhonda | KULUWA KAHAN PATEL | 25 KVA | 798
7086 | Damoh | Damoh North | Patera | KUMHARI | 11 KV Hinoti MIX | Dhonda | KULUWA BABA JEEE | 100 KVA | 792
7087 | Damoh | Damoh North | Patera | KUMHARI | 11 KV Hinoti MIX | Dhonda | KULUWA PATPARA | 25 KVA | 786
7088 | Damoh | Damoh North | Patera | KUMHARI | 11 KV Hinoti MIX | Dhonda | KULWA HARRA | 63 KVA | 64
7089 | Damoh | Damoh North | Patera | KUMHARI | 11 KV Hinoti MIX | Dhonda | KULUWA UJYAR | 25 KVA | 60
7090 | Damoh | Damoh North | Patera | KUMHARI | 11 KV Hinoti MIX | Dhonda | KULUWA (THAKUR) | 25 KVA | 56
7091 | Damoh | Damoh North | Patera | KUMHARI | 11 KV Hinoti MIX | Dhonda | KULUWA HAR | 25 KVA | 52
7092 | Damoh | Damoh North | Patera | KUMHARI | 11 KV Hinoti MIX | Dhonda | PATPARA HAR | 25 KVA | 48
7093 | Damoh | Damoh North | Patera | KUMHARI | 11 KV Hinoti MIX | Dhonda | PATPARA KUMHARI | 25 KVA | 43
7094 | Damoh | Damoh North | Patera | KUMHARI | 11 KV Hinoti MIX | Imaliya Patera | JAMUNIYA JER HAR | 25 KVA | 1231
7095 | Damoh | Damoh North | Patera | KUMHARI | 11 KV Hinoti MIX | Imaliya Patera | JAMUNIYA JER | 63 KVA | 1234
7096 | Damoh | Damoh North | Patera | KUMHARI | 11 KV Hinoti MIX | Imaliya Patera | JAMUNIYA BASTI | 25 KVA | 1237
7097 | Damoh | Damoh North | Patera | KUMHARI | 11 KV Hinoti MIX | Imaliya Patera | JAMUNIYA JER SCHOOL | 25 KVA | 1241
7098 | Damoh | Damoh North | Patera | KUMHARI | 11 KV Hinoti MIX | Imaliya Patera | JAMUNIYA JER WW | 25 KVA | 1242
7099 | Damoh | Damoh North | Pathariya Res | LAKHRONI | 11 KV Lakhroni+Sukha Basti DL | Lakhroni | LAKHRONI SCHOOL WALA | 25 KVA | 597
7101 | Damoh | Damoh North | Pathariya Res | LAKHRONI | 11 KV Lakhroni+Sukha Basti DL | Lakhroni | LAKHRONI GUHA WALA | 25 KVA | 611
7102 | Damoh | Damoh North | Pathariya Res | LAKHRONI | 11 KV Lakhroni+Sukha Basti DL | Lakhroni | LAKHRONI CHATURBHUJ WALA | 25 KVA | 612
7103 | Damoh | Damoh North | Pathariya Res | LAKHRONI | 11 KV Lakhroni+Sukha Basti DL | Lakhroni | LAKHRONI VIRENDRA SAHU WALA | 25 KVA | 616
7104 | Damoh | Damoh North | Pathariya Res | LAKHRONI | 11 KV Lakhroni+Sukha Basti DL | Lakhroni | LAKHRONI PETROL PUMP WALA | 25 KVA | 622
7105 | Damoh | Damoh North | Pathariya Res | LAKHRONI | 11 KV Lakhroni+Sukha Basti DL | Lakhroni | LAKHRONI SANDEEP WALA | 25 KVA | 626
7106 | Damoh | Damoh North | Pathariya Res | LAKHRONI | 11 KV Lakhroni+Sukha Basti DL | Lakhroni | LAKHRONI BHANDE PATEL WALA | 100 KVA | 634
7107 | Damoh | Damoh North | Pathariya Res | LAKHRONI | 11 KV Lakhroni+Sukha Basti DL | Lakhroni | LAKHRONI HOSPITAL WALA | 25 KVA | 635
7108 | Damoh | Damoh North | Pathariya Res | LAKHRONI | 11 KV Lakhroni+Sukha Basti DL | Lakhroni | LAKHRONI HARIJAN BASTI WALA | 25 KVA | 638
7109 | Damoh | Damoh North | Pathariya Res | LAKHRONI | 11 KV Lakhroni+Sukha Basti DL | Lakhroni | LAKHRONI COLONY WALA | 25 KVA | 642
7110 | Damoh | Damoh North | Pathariya Res | LAKHRONI | 11 KV Lakhroni+Sukha Basti DL | Lakhroni | LAKHRONI KARAKDEV WALA | 25 KVA | 662
7111 | Damoh | Damoh North | Pathariya Res | LAKHRONI | 11 KV Lakhroni+Sukha Basti DL | Lakhroni | LAKHRONI POORAN PATEL WALA | 25 KVA | 668
7112 | Damoh | Damoh North | Pathariya Res | LAKHRONI | 11 KV Lakhroni+Sukha Basti DL | Mirjapur | LAKHRONI PAPPU WALA | 25 KVA | 698
7113 | Damoh | Damoh North | Pathariya Res | LAKHRONI | 11 KV Lakhroni+Sukha Basti DL | Mirjapur | LAKHERA HAR WALA | 25 KVA | 708
7114 | Damoh | Damoh North | Pathariya Res | LAKHRONI | 11 KV Lakhroni+Sukha Basti DL | Mirjapur | LAKHRONI GUDDU WALA | 25 KVA | 720
7115 | Damoh | Damoh North | Pathariya Res | LAKHRONI | 11 KV Lakhroni+Sukha Basti DL | Lakhroni | LAKHRONI BAHADUR WALA | 25 KVA | 723
7116 | Damoh | Damoh North | Pathariya Res | LAKHRONI | 11 KV Lakhroni+Sukha Basti DL | Lakhroni | LAKHRONI PIPARI WALA | 25 KVA | 732
7117 | Damoh | Damoh North | Pathariya Res | LAKHRONI | 11 KV Lakhroni+Sukha Basti DL | Lakhroni | TEELA LOKRAM WALA | 25 KVA | 737
7118 | Damoh | Damoh North | Pathariya Res | LAKHRONI | 11 KV Lakhroni+Sukha Basti DL | Rajwans | RAJWANS NANDU SAHU WALA | 25 KVA | 766
7119 | Damoh | Damoh North | Pathariya Res | LAKHRONI | 11 KV Lakhroni+Sukha Basti DL | Lakhroni | RAJWANS PANCHMUKHI WALA | 25 KVA | 775
7120 | Damoh | Damoh North | Pathariya Res | LAKHRONI | 11 KV Lakhroni+Sukha Basti DL | Lakhroni | RAJWANS HALLE SAHU WALA | 25 KVA | 780
7121 | Damoh | Damoh North | Pathariya Res | LAKHRONI | 11 KV Lakhroni+Sukha Basti DL | Rajwans | RAJWANS ROAD WALA | 63 KVA | 783
7122 | Damoh | Damoh North | Pathariya Res | LAKHRONI | 11 KV Lakhroni+Sukha Basti DL | Rajwans | RAJWANS HARIJAN WARD WALA | 25 KVA | 788
7123 | Damoh | Damoh North | Pathariya Res | LAKHRONI | 11 KV Lakhroni+Sukha Basti DL | Rajwans | RAJWANS SAHU WALA | 25 KVA | 791
7124 | Damoh | Damoh North | Pathariya Res | LAKHRONI | 11 KV Lakhroni+Sukha Basti DL | Lakhroni | TEELA ROAD WALA | 25 KVA | 792
7125 | Damoh | Damoh North | Pathariya Res | LAKHRONI | 11 KV Lakhroni+Sukha Basti DL | Lakhroni | TEELA SUDAMA WALA | 16 KVA | 796
7126 | Damoh | Damoh North | Pathariya Res | LAKHRONI | 11 KV Lakhroni+Sukha Basti DL | Tila | MIRJAPUR SHALA WALA | 25 KVA | 829
7127 | Damoh | Damoh North | Pathariya Res | LAKHRONI | 11 KV Lakhroni+Sukha Basti DL | Tila | MIRJAPUR RAMJI WALA | 63 KVA | 834
7128 | Damoh | Damoh North | Pathariya Res | LAKHRONI | 11 KV Lakhroni+Sukha Basti DL | Bansoli | BANSHOLI BEL WALA | 25 KVA | 842
7129 | Damoh | Damoh North | Pathariya Res | LAKHRONI | 11 KV Lakhroni+Sukha Basti DL | Bansoli | BANSHOLI BASTI WALA | 25 KVA | 846
7130 | Damoh | Damoh North | Pathariya Res | LAKHRONI | 11 KV Lakhroni+Sukha Basti DL | Bansoli | BANSHOLI MADAN WALA | 25 KVA | 848
7131 | Damoh | Damoh North | Pathariya Res | LAKHRONI | 11 KV Lakhroni+Sukha Basti DL | Bansoli | BANSOLI HARIJAN BASTI WALA | 25 KVA | 850
7132 | Damoh | Damoh North | Pathariya Res | LAKHRONI | 11 KV Lakhroni+Sukha Basti DL | Tila | MIRJAPUR TAPARIYA WALA | 25 KVA | 854
7133 | Damoh | Damoh North | Pathariya Res | LAKHRONI | 11 KV Lakhroni+Sukha Basti DL | Tila | MIRJAPUR TALAB WALA | 25 KVA | 863
7134 | Damoh | Damoh North | Pathariya Res | LAKHRONI | 11 KV Lakhroni+Sukha Basti DL | Lakhroni | LAKHRONI PATEL WALA | 25 KVA | 869
7135 | Damoh | Damoh North | Pathariya Res | LAKHRONI | 11 KV Lakhroni+Sukha Basti DL | Sukha | SUKHA SOCIATY WALA | 63 KVA | 950
7136 | Damoh | Damoh North | Pathariya Res | LAKHRONI | 11 KV Lakhroni+Sukha Basti DL | Sukha | SUKHA JIO TOWER WALA | 25 KVA | 951
7137 | Damoh | Damoh North | Pathariya Res | LAKHRONI | 11 KV Lakhroni+Sukha Basti DL | Sukha | SUKHA NISAI MANDIR WALA | 25 KVA | 962
7138 | Damoh | Damoh North | Pathariya Res | LAKHRONI | 11 KV Lakhroni+Sukha Basti DL | Sukha | SUKHA MAFIDAR WALA | 25 KVA | 970
7139 | Damoh | Damoh North | Pathariya Res | LAKHRONI | 11 KV Lakhroni+Sukha Basti DL | Sukha | SUKHA PARAM WALA | 63 KVA | 974
7140 | Damoh | Damoh North | Pathariya Res | LAKHRONI | 11 KV Lakhroni+Sukha Basti DL | Sukha | SUKHA SCHOOL WALA | 25 KVA | 983
7141 | Damoh | Damoh North | Pathariya Res | LAKHRONI | 11 KV Lakhroni+Sukha Basti DL | Sukha | SUKHA HARIJAN BASTI WALA | 25 KVA | 987
7142 | Damoh | Damoh North | Pathariya Res | LAKHRONI | 11 KV Lakhroni+Sukha Basti DL | Sukha | SUKHA BHAWANI SARPANCH WALA | 25 KVA | 992
7143 | Damoh | Damoh North | Pathariya Res | LAKHRONI | 11 KV Lakhroni+Sukha Basti DL | Sukha | SUKHA TIWARI WALA | 25 KVA | 994
7144 | Damoh | Damoh North | Pathariya Res | LAKHRONI | 11 KV Lakhroni+Sukha Basti DL | Sukha | SUKHA SHALA WALA | 25 KVA | 1000
7145 | Damoh | Damoh North | Pathariya Res | LAKHRONI | 11 KV Lakhroni+Sukha Basti DL | Sukha | SUKHA SAMDARIYA WALA | 25 KVA | 1001
7146 | Damoh | Damoh North | Pathariya Res | LAKHRONI | 11 KV Lakhroni+Sukha Basti DL | Sukha | SUKHA HARIJAN BASTI 2 | 25 KVA | 1002
7147 | Damoh | Damoh North | Pathariya Res | LAKHRONI | 11 KV Lakhroni+Sukha Basti DL | Sukha | SUKHA HIGH SCHOOL WALA | 25 KVA | 1011
7148 | Damoh | Damoh North | Pathariya Res | LAKHRONI | 11 KV Sukha Pump AG | Sukha | KOMAL SINGH | 25 KVA | 229
7149 | Damoh | Damoh North | Pathariya Res | LAKHRONI | 11 KV Sukha Pump AG | Jagthar | MADHAV DUBEY | 25 KVA | 223
7150 | Damoh | Damoh North | Pathariya Res | LAKHRONI | 11 KV Sukha Pump AG | Jagthar | CHOUKARYA TAGAR | 25 KVA | 218
7151 | Damoh | Damoh North | Pathariya Res | LAKHRONI | 11 KV Sukha Pump AG | Sukha | SUKHA NETA JI | 25 KVA | 210
7152 | Damoh | Damoh North | Pathariya Res | LAKHRONI | 11 KV Sukha Pump AG | Sukha | SUKHA MANDIR | 100 KVA | 197
7153 | Damoh | Damoh North | Pathariya Res | LAKHRONI | 11 KV Sukha Pump AG | Sukha | KANAI CHOUKARYA | 25 KVA | 191
7154 | Damoh | Damoh North | Pathariya Res | LAKHRONI | 11 KV Sukha Pump AG | Sukha | MAHENDRA PATEL | 25 KVA | 186
7155 | Damoh | Damoh North | Pathariya Res | LAKHRONI | 11 KV Sukha Pump AG | Sukha | KANAI CHOUKARYA2 | 25 KVA | 184
7156 | Damoh | Damoh North | Pathariya Res | LAKHRONI | 11 KV Sukha Pump AG | Sukha | RAMKUMAR WALA | 25 KVA | 178
7157 | Damoh | Damoh North | Pathariya Res | LAKHRONI | 11 KV Sukha Pump AG | Sukha | CHOUKARYA WALA | 100 KVA | 177
7158 | Damoh | Damoh North | Pathariya Res | LAKHRONI | 11 KV Sukha Pump AG | Sukha | MUKESH WALA | 25 KVA | 173
7159 | Damoh | Damoh North | Pathariya Res | LAKHRONI | 11 KV Sukha Pump AG | Sukha | RAJESH PATEL | 25 KVA | 171
7160 | Damoh | Damoh North | Pathariya Res | LAKHRONI | 11 KV Sukha Pump AG | Sukha | SUKHA MUKADDAM WALA | 25 KVA | 166
7161 | Damoh | Damoh North | Pathariya Res | LAKHRONI | 11 KV Sukha Pump AG | Sukha | RAJU MUKADDAM | 63 KVA | 160
7162 | Damoh | Damoh North | Pathariya Res | LAKHRONI | 11 KV Sukha Pump AG | Sukha | JITTU TIWARI | 25 KVA | 158
7163 | Damoh | Damoh North | Pathariya Res | LAKHRONI | 11 KV Sukha Pump AG | Sukha | PITU PADIRIYA | 25 KVA | 156
7164 | Damoh | Damoh North | Pathariya Res | LAKHRONI | 11 KV Sukha Pump AG | Sukha | NANDKISHOR WALA | 25 KVA | 154
7165 | Damoh | Damoh North | Pathariya Res | LAKHRONI | 11 KV Sukha Pump AG | Sukha | MAHENDRA WALA | 63 KVA | 152
7166 | Damoh | Damoh North | Pathariya Res | LAKHRONI | 11 KV Sukha Pump AG | Sukha | SHIKHAR SETH | 25 KVA | 150
7167 | Damoh | Damoh North | Pathariya Res | LAKHRONI | 11 KV Sukha Pump AG | Sukha | BHARAT WALA | 25 KVA | 140
7168 | Damoh | Damoh North | Pathariya Res | LAKHRONI | 11 KV Sukha Pump AG | Sukha | NATTHU BADE BABBA | 25 KVA | 138
7169 | Damoh | Damoh North | Pathariya Res | LAKHRONI | 11 KV Sukha Pump AG | Sukha | KALU BADE BABBA | 25 KVA | 134
7170 | Damoh | Damoh North | Pathariya Res | LAKHRONI | 11 KV Sukha Pump AG | Sukha | FUNDRA WALA | 100 KVA | 129
7171 | Damoh | Damoh North | Pathariya Res | LAKHRONI | 11 KV Sukha Pump AG | Sukha | SUKHA SADAR WALA | 25 KVA | 121
7172 | Damoh | Damoh North | Pathariya Res | LAKHRONI | 11 KV Sukha Pump AG | Bansoli | LAKHRONI SANTOSH BARETHA | 25 KVA | 119
7173 | Damoh | Damoh North | Pathariya Res | LAKHRONI | 11 KV Sukha Pump AG | Bansoli | SUKHA BHUPENDRA SONI | 25 KVA | 116
7174 | Damoh | Damoh North | Pathariya Res | LAKHRONI | 11 KV Sukha Pump AG | Sukha | PRAMOD SONI | 25 KVA | 112
7175 | Damoh | Damoh North | Pathariya Res | LAKHRONI | 11 KV Sukha Pump AG | Bansoli | SUKHA DINESH PATEL | 25 KVA | 107
7176 | Damoh | Damoh North | Pathariya Res | LAKHRONI | 11 KV Sukha Pump AG | Bansoli | RAJWANS MAMA JI | 25 KVA | 95
7177 | Damoh | Damoh North | Pathariya Res | LAKHRONI | 11 KV Sukha Pump AG | Bansoli | RAJU WALA | 25 KVA | 92
7178 | Damoh | Damoh North | Pathariya Res | LAKHRONI | 11 KV Sukha Pump AG | Bansoli | ASHOK WALA | 63 KVA | 88
7179 | Damoh | Damoh North | Pathariya Res | LAKHRONI | 11 KV Sukha Pump AG | Bansoli | BINDRAVAN WALA | 63 KVA | 87
7180 | Damoh | Damoh North | Pathariya Res | LAKHRONI | 11 KV Sukha Pump AG | Sukha | SANTOSH WALA | 100 KVA | 80
7181 | Damoh | Damoh North | Pathariya Res | LAKHRONI | 11 KV Sukha Pump AG | Bansoli | DHARAM CHAND WLA | 100 KVA | 76
7182 | Damoh | Damoh North | Pathariya Res | LAKHRONI | 11 KV Sukha Pump AG | Bansoli | SANJAY SINGH WALA | 25 KVA | 75
7183 | Damoh | Damoh North | Pathariya Res | LAKHRONI | 11 KV Sukha Pump AG | Bansoli | LAKHRONI MAHENDRA SINGH | 25 KVA | 64
7184 | Damoh | Damoh North | Pathariya Res | LAKHRONI | 11 KV Sukha Pump AG | Bansoli | LAKHRONI GOVIND SAHU WALA | 25 KVA | 61
7185 | Damoh | Damoh North | Pathariya Res | LAKHRONI | 11 KV Sukha Pump AG | Bansoli | LAKHRONI ABBU SETH | 100 KVA | 54
7186 | Damoh | Damoh North | Pathariya Res | LAKHRONI | 11 KV Sukha Pump AG | Bansoli | SUDAMA WALA | 25 KVA | 53
7187 | Damoh | Damoh North | Pathariya Res | LAKHRONI | 11 KV Sukha Pump AG | Bansoli | SUKHA ROAD WALA | 25 KVA | 43
7188 | Damoh | Damoh North | Pathariya Res | LAKHRONI | 11 KV Sukha Pump AG | Bansoli | LAKHRONI KEOLARI WALE | 25 KVA | 36
7189 | Damoh | Damoh North | Pathariya Res | LAKHRONI | 11 KV Sukha Pump AG | Bansoli | LAKHRONI GOVIND WALA | 25 KVA | 20
7190 | Damoh | Damoh North | Pathariya Res | LAKHRONI | 11 KV Sukha Pump AG | Lakhroni | LAKHRONI HALLE BDC WALA | 25 KVA | 10
7191 | Damoh | Damoh North | Pathariya Res | LAKHRONI | 11 KV Sukha Pump AG | Lakhroni | LAKHRONI GUNDE | 25 KVA | 8
7192 | Damoh | Damoh North | Pathariya Res | LAKHRONI | 11 KV Sukha Pump AG | Jagthar | TAHAR SAHU | 25 KVA | 234
7193 | Damoh | Damoh North | Pathariya Res | LAKHRONI | 11 KV Sukha Pump AG | Jagthar | HVDS SUKHA | 25 KVA | 239
7194 | Damoh | Damoh North | Pathariya Res | LAKHRONI | 11 KV Sukha Pump AG | Jagthar | DWARKA SAHU | 25 KVA | 241
7195 | Damoh | Damoh North | Pathariya Res | LAKHRONI | 11 KV Sukha Pump AG | Jagthar | GRAM SEVAK | 25 KVA | 245
7196 | Damoh | Damoh North | Pathariya Res | LAKHRONI | 11 KV Sukha Pump AG | Jagthar | RAJESH SHRIVASTAVA | 25 KVA | 248
7197 | Damoh | Damoh North | Pathariya Res | LAKHRONI | 11 KV Sukha Pump AG | Jagthar | IDDU KHAN | 25 KVA | 250
7198 | Damoh | Damoh North | Pathariya Res | LAKHRONI | 11 KV Sukha Pump AG | Bansoli | VONOD CHOUKARYA | 25 KVA | 256
7199 | Damoh | Damoh North | Pathariya Res | LAKHRONI | 11 KV Sukha Pump AG | Bansoli | SATPARA BENIPRA.HVDS | 25 KVA | 262
7201 | Damoh | Damoh North | Pathariya Res | LAKHRONI | 11 KV Sukha Pump AG | Bansoli | SATPARA PURSOTTAM | 100 KVA | 267
7202 | Damoh | Damoh North | Pathariya Res | LAKHRONI | 11 KV Sukha Pump AG | Bansoli | SOOKHA MANDI ADH | 25 KVA | 271
7203 | Damoh | Damoh North | Pathariya Res | LAKHRONI | 11 KV Sukha Pump AG | Bansoli | SOOKHA MUNNI PATEL HVDS | 25 KVA | 272
7204 | Damoh | Damoh North | Pathariya Res | LAKHRONI | 11 KV Sukha Pump AG | Bansoli | SATPARA DASHRATH HVDS | 25 KVA | 277
7205 | Damoh | Damoh North | Pathariya Res | LAKHRONI | 11 KV Sukha Pump AG | Bansoli | SATPARA ASHA | 25 KVA | 280
7206 | Damoh | Damoh North | Pathariya Res | LAKHRONI | 11 KV Sukha Pump AG | Satpara | SATPARA NANNU HVDS | 25 KVA | 286
7207 | Damoh | Damoh North | Pathariya Res | LAKHRONI | 11 KV Sukha Pump AG | Satpara | SATPARA MAHENDRA KMP | 25 KVA | 292
7208 | Damoh | Damoh North | Pathariya Res | LAKHRONI | 11 KV Sukha Pump AG | Satpara | SOOKHA PEERBAXI HVDS | 25 KVA | 294
7209 | Damoh | Damoh North | Pathariya Res | LAKHRONI | 11 KV Sukha Pump AG | Satpara | SATPARA BANI | 25 KVA | 297
7210 | Damoh | Damoh North | Pathariya Res | LAKHRONI | 11 KV Sukha Pump AG | Bansoli | SATPARA JAIN | 25 KVA | 300
7211 | Damoh | Damoh North | Pathariya Res | LAKHRONI | 11 KV Sukha Pump AG | Bansoli | SATPARA GARIBA KMP | 25 KVA | 303
7212 | Damoh | Damoh North | Pathariya Res | LAKHRONI | 11 KV Sukha Pump AG | Satpara | SATPARA RAMNATH | 63 KVA | 307
7213 | Damoh | Damoh North | Pathariya Res | LAKHRONI | 11 KV Lakhroni Pump AG | Rajwans | VEER SINGH | 25 KVA | 96
7214 | Damoh | Damoh North | Pathariya Res | LAKHRONI | 11 KV Lakhroni Pump AG | Rajwans | GORAK NATH WALA | 100 KVA | 79
7215 | Damoh | Damoh North | Pathariya Res | LAKHRONI | 11 KV Lakhroni Pump AG | Rajwans | PIPARIYA BARE | 63 KVA | 78
7216 | Damoh | Damoh North | Pathariya Res | LAKHRONI | 11 KV Lakhroni Pump AG | Rajwans | MOHAN SINGH | 63 KVA | 63
7217 | Damoh | Damoh North | Pathariya Res | LAKHRONI | 11 KV Lakhroni Pump AG | Rajwans | JHADDU WALA | 25 KVA | 55
7218 | Damoh | Damoh North | Pathariya Res | LAKHRONI | 11 KV Lakhroni Pump AG | Rajwans | GAJRAJ WALA | 63 KVA | 52
7219 | Damoh | Damoh North | Pathariya Res | LAKHRONI | 11 KV Lakhroni Pump AG | Lakhroni | RAJWANS GIRJA BAI | 100 KVA | 48
7220 | Damoh | Damoh North | Pathariya Res | LAKHRONI | 11 KV Lakhroni Pump AG | Lakhroni | RAMNATH BADDE | 25 KVA | 39
7221 | Damoh | Damoh North | Pathariya Res | LAKHRONI | 11 KV Lakhroni Pump AG | Lakhroni | RAJWANS MULLI WALA | 63 KVA | 34
7222 | Damoh | Damoh North | Pathariya Res | LAKHRONI | 11 KV Lakhroni Pump AG | Lakhroni | RAJWANS BASTI2 | 100 KVA | 29
7223 | Damoh | Damoh North | Pathariya Res | LAKHRONI | 11 KV Lakhroni Pump AG | Lakhroni | BHARAT BRAHMAN | 63 KVA | 20
7224 | Damoh | Damoh North | Pathariya Res | LAKHRONI | 11 KV Lakhroni Pump AG | Lakhroni | MOHAN THEKEDAR | 63 KVA | 13
7225 | Damoh | Damoh North | Pathariya Res | LAKHRONI | 11 KV Lakhroni Pump AG | Lakhroni | SCHOOL WALA | 100 KVA | 10
7226 | Damoh | Damoh North | Pathariya Res | LAKHRONI | 11 KV Lakhroni Pump AG | Rajwans | HANUMAT SINGH | 25 KVA | 98
7227 | Damoh | Damoh North | Pathariya Res | LAKHRONI | 11 KV Lakhroni Pump AG | Lakhroni | VIRENDRA SETH | 63 KVA | 113
7228 | Damoh | Damoh North | Pathariya Res | LAKHRONI | 11 KV Lakhroni Pump AG | Mirjapur | MMUDI SETH | 25 KVA | 140
7229 | Damoh | Damoh North | Pathariya Res | LAKHRONI | 11 KV Lakhroni Pump AG | Mirjapur | BABLU DUBEY | 25 KVA | 143
7230 | Damoh | Damoh North | Pathariya Res | LAKHRONI | 11 KV Lakhroni Pump AG | Mirjapur | LEELADHAR MASAB | 25 KVA | 148
7231 | Damoh | Damoh North | Pathariya Res | LAKHRONI | 11 KV Lakhroni Pump AG | Mirjapur | DHANIRAM PATEL | 100 KVA | 155
7232 | Damoh | Damoh North | Pathariya Res | LAKHRONI | 11 KV Lakhroni Pump AG | Mirjapur | ROAD WALA | 25 KVA | 157
7233 | Damoh | Damoh North | Pathariya Res | LAKHRONI | 11 KV Lakhroni Pump AG | Mirjapur | JAGDISH PATEL | 25 KVA | 160
7234 | Damoh | Damoh North | Pathariya Res | LAKHRONI | 11 KV Lakhroni Pump AG | Mirjapur | SUMATRANI WALA | 25 KVA | 165
7235 | Damoh | Damoh North | Pathariya Res | LAKHRONI | 11 KV Lakhroni Pump AG | Mirjapur | MULLI BABU | 25 KVA | 166
7236 | Damoh | Damoh North | Pathariya Res | LAKHRONI | 11 KV Lakhroni Pump AG | Tila | GAUTAM WALA | 25 KVA | 171
7237 | Damoh | Damoh North | Pathariya Res | LAKHRONI | 11 KV Lakhroni Pump AG | Mirjapur | RAJWANS BASTI | 100 KVA | 172
7238 | Damoh | Damoh North | Pathariya Res | LAKHRONI | 11 KV Lakhroni Pump AG | Tila | KHARE WALA | 63 KVA | 176
7239 | Damoh | Damoh North | Pathariya Res | LAKHRONI | 11 KV Lakhroni Pump AG | Mirjapur | TIWARI WALA | 25 KVA | 181
7240 | Damoh | Damoh North | Pathariya Res | LAKHRONI | 11 KV Lakhroni Pump AG | Mirjapur | W/W LAKHRONI | 100 KVA | 186
7241 | Damoh | Damoh North | Pathariya Res | LAKHRONI | 11 KV Lakhroni Pump AG | Mirjapur | PLANT WALA | 25 KVA | 191
7242 | Damoh | Damoh North | Bangaon | LAXMANKUTI | 11 KV Dhigsar Basti DL | Baiyarpur | RAMNATH DR. | 25 KVA | 364
7243 | Damoh | Damoh North | Bangaon | LAXMANKUTI | 11 KV Dhigsar Basti DL | Palar Singhi | BHODAL KHEDI CHAKKI | 25 KVA | 340
7244 | Damoh | Damoh North | Bangaon | LAXMANKUTI | 11 KV Dhigsar Basti DL | Palar Singhi | BHODALKHEDI MANDIR KE PASS | 25 KVA | 337
7245 | Damoh | Damoh North | Bangaon | LAXMANKUTI | 11 KV Dhigsar Basti DL | Baiyarpur | BHODALKHEDI BASTI | 100 KVA | 333
7246 | Damoh | Damoh North | Bangaon | LAXMANKUTI | 11 KV Dhigsar Basti DL | Baiyarpur | AIRTEL TOWER | 25 KVA | 330
7247 | Damoh | Damoh North | Bangaon | LAXMANKUTI | 11 KV Dhigsar Basti DL | Baiyarpur | PALAR | 63 KVA | 329
7248 | Damoh | Damoh North | Bangaon | LAXMANKUTI | 11 KV Dhigsar Basti DL | Baiyarpur | PULIYA KE PASS PALAR | 63 KVA | 315
7249 | Damoh | Damoh North | Bangaon | LAXMANKUTI | 11 KV Dhigsar Basti DL | Baiyarpur | PALAR BASTI | 25 KVA | 313
7250 | Damoh | Damoh North | Bangaon | LAXMANKUTI | 11 KV Dhigsar Basti DL | Baiyarpur | BANK KE PASS | 25 KVA | 308
7251 | Damoh | Damoh North | Bangaon | LAXMANKUTI | 11 KV Dhigsar Basti DL | Baiyarpur | MAHANTPUR BASTI | 63 KVA | 289
7252 | Damoh | Damoh North | Bangaon | LAXMANKUTI | 11 KV Dhigsar Basti DL | Mahandpur | MOHAN PATEL | 25 KVA | 282
7253 | Damoh | Damoh North | Bangaon | LAXMANKUTI | 11 KV Dhigsar Basti DL | Mahandpur | MAHANTPUR COLENY | 25 KVA | 280
7254 | Damoh | Damoh North | Bangaon | LAXMANKUTI | 11 KV Dhigsar Basti DL | Mahandpur | MAHANTPUR BELDING MASEEN PASS | 25 KVA | 258
7255 | Damoh | Damoh North | Bangaon | LAXMANKUTI | 11 KV Dhigsar Basti DL | NO VILLAGE FOUND | DTR NOT TAGGED | 25 KVA | 400
7256 | Damoh | Damoh North | Bangaon | LAXMANKUTI | 11 KV Dhigsar Basti DL | Mandla Dhigsar | CHAKKI KE PASS DIGSAR | 63 KVA | 401
7257 | Damoh | Damoh North | Bangaon | LAXMANKUTI | 11 KV Dhigsar Basti DL | Mandla Dhigsar | PIPAL KE PASS | 63 KVA | 404
7258 | Damoh | Damoh North | Bangaon | LAXMANKUTI | 11 KV Dhigsar Basti DL | Mandla Dhigsar | DUKAN KE PASS | 25 KVA | 405
7259 | Damoh | Damoh North | Bangaon | LAXMANKUTI | 11 KV Dhigsar Basti DL | Mandla Dhigsar | DIGSAR BASTI | 63 KVA | 415
7260 | Damoh | Damoh North | Bangaon | LAXMANKUTI | 11 KV Dhigsar Basti DL | NO VILLAGE FOUND | DTR NOT TAGGED | 63 KVA | 417
7261 | Damoh | Damoh North | Bangaon | LAXMANKUTI | 11 KV Dhigsar Basti DL | Mandla Dhigsar | JIO TOWER | 25 KVA | 418
7262 | Damoh | Damoh North | Bangaon | LAXMANKUTI | 11 KV Dhigsar Basti DL | NO VILLAGE FOUND | DTR NOT TAGGED | 25 KVA | 419
7263 | Damoh | Damoh North | Bangaon | LAXMANKUTI | 11 KV Dhigsar Basti DL | Mandla Dhigsar | KANCHEDI SARPANCH | 25 KVA | 420
7264 | Damoh | Damoh North | Bangaon | LAXMANKUTI | 11 KV Dhigsar Basti DL | Mandla Dhigsar | DIGSAR SALA | 25 KVA | 421
7265 | Damoh | Damoh North | Bangaon | LAXMANKUTI | 11 KV Khajri Basti DL | Jhagri | JHAGRI BASTI | 63 KVA | 184
7266 | Damoh | Damoh North | Bangaon | LAXMANKUTI | 11 KV Khajri Basti DL | Jhagri | JHAGRI HARIJAN | 25 KVA | 182
7267 | Damoh | Damoh North | Bangaon | LAXMANKUTI | 11 KV Khajri Basti DL | Raipur | KARIYA BASTI | 100 KVA | 170
7268 | Damoh | Damoh North | Bangaon | LAXMANKUTI | 11 KV Khajri Basti DL | Raipur | KARIYA RAKH BASTI | 25 KVA | 160
7269 | Damoh | Damoh North | Bangaon | LAXMANKUTI | 11 KV Khajri Basti DL | Raipur | KARIYA ROAD | 25 KVA | 154
7270 | Damoh | Damoh North | Bangaon | LAXMANKUTI | 11 KV Khajri Basti DL | Raipur | HARIJAN MUHALLA | 25 KVA | 132
7271 | Damoh | Damoh North | Bangaon | LAXMANKUTI | 11 KV Khajri Basti DL | Raipur | HEND PUMP KE PASS | 25 KVA | 130
7272 | Damoh | Damoh North | Bangaon | LAXMANKUTI | 11 KV Khajri Basti DL | Raipur | DAMOH ROAD RAIPUR | 25 KVA | 127
7273 | Damoh | Damoh North | Bangaon | LAXMANKUTI | 11 KV Khajri Basti DL | Khajri | LAXMANKUTI PULIYA | 63 KVA | 92
7274 | Damoh | Damoh North | Bangaon | LAXMANKUTI | 11 KV Khajri Basti DL | Khajri | BABLU KORI | 25 KVA | 90
7275 | Damoh | Damoh North | Bangaon | LAXMANKUTI | 11 KV Khajri Basti DL | Khajri | LAXMANKUTI MEEL | 200 KVA | 79
7276 | Damoh | Damoh North | Bangaon | LAXMANKUTI | 11 KV Khajri Basti DL | Khajri | KHAJRI BASTI | 63 KVA | 74
7277 | Damoh | Damoh North | Bangaon | LAXMANKUTI | 11 KV Khajri Basti DL | Khajri | KHAJRI MANDIR | 100 KVA | 70
7278 | Damoh | Damoh North | Bangaon | LAXMANKUTI | 11 KV Khajri Basti DL | Khajri | DIGSAR ROAD KHAJRI | 25 KVA | 68
7279 | Damoh | Damoh North | Bangaon | LAXMANKUTI | 11 KV Khajri Basti DL | Khajri | SCHOOL KE PASS | 25 KVA | 54
7280 | Damoh | Damoh North | Bangaon | LAXMANKUTI | 11 KV Khajri Basti DL | Khajri | HARIJAN MUHALLA | 25 KVA | 50
7281 | Damoh | Damoh North | Bangaon | LAXMANKUTI | 11 KV Khajri Basti DL | Mandla Khiriya | SOSAYETI KE PASS | 25 KVA | 45
7282 | Damoh | Damoh North | Bangaon | LAXMANKUTI | 11 KV Khajri Basti DL | Khajri | KHAJRI MARGHATA | 25 KVA | 26
7283 | Damoh | Damoh North | Bangaon | LAXMANKUTI | 11 KV Khajri Basti DL | Jhagri | JIO TOWER CHANDORA | 25 KVA | 205
7284 | Damoh | Damoh North | Bangaon | LAXMANKUTI | 11 KV Khajri Basti DL | Jhagri | SAHU MUHALLA | 25 KVA | 209
7285 | Damoh | Damoh North | Bangaon | LAXMANKUTI | 11 KV Khajri Basti DL | Jhagri | CHADORA SCHOOL | 25 KVA | 220
7286 | Damoh | Damoh North | Bangaon | LAXMANKUTI | 11 KV Khajri Basti DL | Jhagri | MADIYA KAMAL BASTI | 63 KVA | 224
7287 | Damoh | Damoh North | Bangaon | LAXMANKUTI | 11 KV Khajri Basti DL | NO VILLAGE FOUND | DTR NOT TAGGED | 25 KVA | 244
7288 | Damoh | Damoh North | Bangaon | LAXMANKUTI | 11 KV Khajri Basti DL | NO VILLAGE FOUND | DTR NOT TAGGED | 63 KVA | 253
7289 | Damoh | Damoh North | Bangaon | LAXMANKUTI | 11 KV Khajri Basti DL | NO VILLAGE FOUND | DTR NOT TAGGED | 25 KVA | 265
7290 | Damoh | Damoh North | Bangaon | LAXMANKUTI | 11 KV Khajri Basti DL | NO VILLAGE FOUND | DTR NOT TAGGED | 25 KVA | 267
7291 | Damoh | Damoh North | Bangaon | LAXMANKUTI | 11 KV Khajri Basti DL | NO VILLAGE FOUND | DTR NOT TAGGED | 25 KVA | 270
7292 | Damoh | Damoh North | Bangaon | LAXMANKUTI | 11 KV Khajri Basti DL | NO VILLAGE FOUND | DTR NOT TAGGED | 25 KVA | 273
7293 | Damoh | Damoh North | Bangaon | LAXMANKUTI | 11 KV Khajri Basti DL | NO VILLAGE FOUND | DTR NOT TAGGED | 63 KVA | 286
7294 | Damoh | Damoh North | Bangaon | LAXMANKUTI | 11 KV Dhigsar Pump | Mahandpur | W/W DIGSAR | 25 KVA | 27
7295 | Damoh | Damoh North | Bangaon | LAXMANKUTI | 11 KV Dhigsar Pump | Mahandpur | 63 KVA MAHANTPUR | 63 KVA | 34
7296 | Damoh | Damoh North | Bangaon | LAXMANKUTI | 11 KV Dhigsar Pump | Mahandpur | PRAKASH RANI 100 KV MAHANTPUR | 25 KVA | 39
7297 | Damoh | Damoh North | Bangaon | LAXMANKUTI | 11 KV Dhigsar Pump | Mahandpur | 100 KV DEMP PALAR | 100 KVA | 51
7298 | Damoh | Damoh North | Bangaon | LAXMANKUTI | 11 KV Dhigsar Pump | Baiyarpur | 100 KVA PALAR PUMP | 100 KVA | 58
7299 | Damoh | Damoh North | Bangaon | LAXMANKUTI | 11 KV Dhigsar Pump | Palar Singhi | 100 KVA BHODALKHEDI KHARAG RAM KE PASS | 100 KVA | 62
7301 | Damoh | Damoh North | Bangaon | LAXMANKUTI | 11 KV Dhigsar Pump | Baiyarpur | 100 DR. PALAR | 100 KVA | 75
7302 | Damoh | Damoh North | Bangaon | LAXMANKUTI | 11 KV Dhigsar Pump | Baiyarpur | 100 KV DIGSAR RODE | 100 KVA | 80
7303 | Damoh | Damoh North | Bangaon | LAXMANKUTI | 11 KV Dhigsar Pump | Mandla Dhigsar | 25 KVA RAJAK DIGSAR | 25 KVA | 95
7304 | Damoh | Damoh North | Bangaon | LAXMANKUTI | 11 KV Dhigsar Pump | Mandla Dhigsar | 25 KVA KAY PATEL DIGSAR | 25 KVA | 99
7305 | Damoh | Damoh North | Bangaon | LAXMANKUTI | 11 KV Dhigsar Pump | Mandla Dhigsar | 63 KVA JIVAN HAR | 63 KVA | 103
7306 | Damoh | Damoh North | Bangaon | LAXMANKUTI | 11 KV Dhigsar Pump | Dhigsar | 63 KVA RAMDAS HAR | 63 KVA | 112
7307 | Damoh | Damoh North | Bangaon | LAXMANKUTI | 11 KV Dhigsar Pump | Dhigsar | 100 KVA RAMDAS HAR DIGSAR | 100 KVA | 116
7308 | Damoh | Damoh North | Bangaon | LAXMANKUTI | 11 KV Dhigsar Pump | Dhigsar | PATEL KAY 25 KVA DIGSAR | 25 KVA | 123
7309 | Damoh | Damoh North | Bangaon | LAXMANKUTI | 11 KV Dhigsar Pump | Dhigsar | JAIN KAY 25 KVA DIGSAR | 25 KVA | 126
7310 | Damoh | Damoh North | Bangaon | LAXMANKUTI | 11 KV Dhigsar Pump | Mandla Dhigsar | 100 KVA MARGHATA DIGSAR | 100 KVA | 135
7311 | Damoh | Damoh North | Bangaon | LAXMANKUTI | 11 KV Dhigsar Pump | Mandla Dhigsar | 100 KVA SALA DIGSAR | 100 KVA | 142
7312 | Damoh | Damoh North | Bangaon | LAXMANKUTI | 11 KV Dhigsar Pump | Jhira | 63 KVA SARPANCH WALA DIGSAR | 63 KVA | 151
7313 | Damoh | Damoh North | Bangaon | LAXMANKUTI | 11 KV Dhigsar Pump | Jhira | BHATUA HAR | 63 KVA | 152
7314 | Damoh | Damoh North | Bangaon | LAXMANKUTI | 11 KV Dhigsar Pump | Padrai | AMODA HAR DIGSAR 100 KVA | 100 KVA | 160
7315 | Damoh | Damoh North | Bangaon | LAXMANKUTI | 11 KV Dhigsar Pump | Jhira | PURSOTTAM PATEL DIGSAR | 63 KVA | 163
7316 | Damoh | Damoh North | Bangaon | LAXMANKUTI | 11 KV Dhigsar Pump | Jhira | JIRA WALE DIGSAR | 25 KVA | 168
7317 | Damoh | Damoh North | Bangaon | LAXMANKUTI | 11 KV Dhigsar Pump | Padrai | AMIT PATEL DIGSAR | 100 KVA | 175
7318 | Damoh | Damoh North | Bangaon | LAXMANKUTI | 11 KV Dhigsar Pump | Mandla Dhigsar | 100 KVA BHATUA HAR DIGSAR | 100 KVA | 183
7319 | Damoh | Damoh North | Bangaon | LAXMANKUTI | 11 KV Dhigsar Pump | Mandla Dhigsar | 100 KVA TEDU HAR DIGSAR | 100 KVA | 189
7320 | Damoh | Damoh North | Bangaon | LAXMANKUTI | 11 KV Dhigsar Pump | Mandla Dhigsar | 25 KVA AMIT JAIN FIGSAR | 25 KVA | 208
7321 | Damoh | Damoh North | Bangaon | LAXMANKUTI | 11 KV Dhigsar Pump | Mandla Dhigsar | BAJRANG HAR 100 KVA DIGSAR | 100 KVA | 210
7322 | Damoh | Damoh North | Bangaon | LAXMANKUTI | 11 KV Dhigsar Pump | Kheruwa | BAIRPUR HAR 100 KVA DIGSAR | 100 KVA | 216
7323 | Damoh | Damoh North | Bangaon | LAXMANKUTI | 11 KV Dhigsar Pump | NO VILLAGE FOUND | DTR NOT TAGGED | 25 KVA | 218
7324 | Damoh | Damoh North | Bangaon | LAXMANKUTI | 11 KV Dhigsar Pump | Kheruwa | PATEL KAY 25 KVA DIGSAR | 25 KVA | 222
7325 | Damoh | Damoh North | Bangaon | LAXMANKUTI | 11 KV Khajri Pump | Khajri | SANTOSH JAIN KAY 25 KVA KHAJRI | 25 KVA | 10
7326 | Damoh | Damoh North | Bangaon | LAXMANKUTI | 11 KV Khajri Pump | Khajri | MISHRA JI 25 KVA KHAJRI | 25 KVA | 17
7327 | Damoh | Damoh North | Bangaon | LAXMANKUTI | 11 KV Khajri Pump | Khajri | MUKADDAM HAR 100 KVA KHAJRI | 100 KVA | 30
7328 | Damoh | Damoh North | Bangaon | LAXMANKUTI | 11 KV Khajri Pump | Khajri | 63 KVA KHAJRI RODE | 63 KVA | 32
7329 | Damoh | Damoh North | Bangaon | LAXMANKUTI | 11 KV Khajri Pump | Khajri | TELYPHON WALE 63 KVA KHAJRI | 63 KVA | 39
7330 | Damoh | Damoh North | Bangaon | LAXMANKUTI | 11 KV Khajri Pump | Mandla Khiriya | GOLA WALE 100 KVA KAHJRI | 100 KVA | 47
7331 | Damoh | Damoh North | Bangaon | LAXMANKUTI | 11 KV Khajri Pump | Khajri | JAGSESH PATEL KHAJRI | 25 KVA | 63
7332 | Damoh | Damoh North | Bangaon | LAXMANKUTI | 11 KV Khajri Pump | Mandla Khiriya | PATEL KAY 25 KVA KHAJRI | 25 KVA | 77
7333 | Damoh | Damoh North | Bangaon | LAXMANKUTI | 11 KV Khajri Pump | Mara Sukhi | RADHA KAY 25 KVA KHAJRI | 25 KVA | 86
7334 | Damoh | Damoh North | Bangaon | LAXMANKUTI | 11 KV Khajri Pump | Mara Sukhi | KAY SADHNA 25 KVA KHAJRI | 25 KVA | 91
7335 | Damoh | Damoh North | Bangaon | LAXMANKUTI | 11 KV Khajri Pump | Mara Sukhi | DAMODAR PATEL KHAJRI | 25 KVA | 92
7336 | Damoh | Damoh North | Bangaon | LAXMANKUTI | 11 KV Khajri Pump | Khajri | 100 KVA SAHU HAR KHAJRI | 100 KVA | 95
7337 | Damoh | Damoh North | Bangaon | LAXMANKUTI | 11 KV Khajri Pump | Khajri | DIGSAR RODE 25 KVA KHAJRI | 25 KVA | 103
7338 | Damoh | Damoh North | Bangaon | LAXMANKUTI | 11 KV Khajri Pump | Kheruwa | RAMSANKAR PATE 25 KVA | 25 KVA | 112
7339 | Damoh | Damoh North | Bangaon | LAXMANKUTI | 11 KV Khajri Pump | Khajri | MANDIR KE PICHE 100 KVA LAXMANKUTI | 100 KVA | 123
7340 | Damoh | Damoh North | Bangaon | LAXMANKUTI | 11 KV Khajri Pump | Mahandpur | KAPIL PATEL 25 KVA RAIPUR | 25 KVA | 158
7341 | Damoh | Damoh North | Bangaon | LAXMANKUTI | 11 KV Khajri Pump | Mahandpur | MAKUNFI PATEL RAIPUR | 25 KVA | 159
7342 | Damoh | Damoh North | Bangaon | LAXMANKUTI | 11 KV Khajri Pump | Mahandpur | MAKHANLAL PATEL | 25 KVA | 163
7343 | Damoh | Damoh North | Bangaon | LAXMANKUTI | 11 KV Khajri Pump | Raipur | CHANDRABHAN 63 KVA RAIPUR | 63 KVA | 181
7344 | Damoh | Damoh North | Bangaon | LAXMANKUTI | 11 KV Khajri Pump | Raipur | MOHANTHOBAN 100 KVA RAIPUR | 100 KVA | 189
7345 | Damoh | Damoh North | Bangaon | LAXMANKUTI | 11 KV Khajri Pump | Karaiya Rakh | 63 KVA CHANDRABHAN RAIPUR | 63 KVA | 192
7346 | Damoh | Damoh North | Bangaon | LAXMANKUTI | 11 KV Khajri Pump | Raipur | 100 KVA RAIPUR RODE | 100 KVA | 194
7347 | Damoh | Damoh North | Bangaon | LAXMANKUTI | 11 KV Khajri Pump | Raipur | 100 KVA RAMNA HAR KRIYA HAR | 100 KVA | 206
7348 | Damoh | Damoh North | Bangaon | LAXMANKUTI | 11 KV Khajri Pump | Raipur | 100 KVA GALEYA HAR KARIYA | 100 KVA | 219
7349 | Damoh | Damoh North | Bangaon | LAXMANKUTI | 11 KV Khajri Pump | Jhagri | KARIYA RAKH BASTI | 100 KVA | 227
7350 | Damoh | Damoh North | Bangaon | LAXMANKUTI | 11 KV Khajri Pump | Raipur | 25 KVA JHAGRI MAHARAJ | 25 KVA | 231
7351 | Damoh | Damoh North | Bangaon | LAXMANKUTI | 11 KV Khajri Pump | Raipur | 100 KVA JHAGRI HAR | 100 KVA | 233
7352 | Damoh | Damoh North | Bangaon | LAXMANKUTI | 11 KV Khajri Pump | Jhagri | 25 KVA MAHARJ JHAGRI | 25 KVA | 240
7353 | Damoh | Damoh North | Bangaon | LAXMANKUTI | 11 KV Khajri Pump | Jhagri | 25 POLICE WALE CHANDORA | 25 KVA | 247
7354 | Damoh | Damoh North | Bangaon | LAXMANKUTI | 11 KV Khajri Pump | Madiya Kamal | MADHU PATEL CHANODRA | 100 KVA | 271
7355 | Damoh | Damoh North | Bangaon | LAXMANKUTI | 11 KV Khajri Pump | Jhagri | 25 KVA RAJARAM PATEL CHNDORA | 25 KVA | 275
7356 | Damoh | Damoh North | Bangaon | LAXMANKUTI | 11 KV Khajri Pump | Jhagri | CHANDA BAI MADIYA | 25 KVA | 279
7357 | Damoh | Damoh North | Bangaon | LAXMANKUTI | 11 KV Khajri Pump | Jhagri | 25 KVA MAHARAJ MADIYA | 25 KVA | 285
7358 | Damoh | Damoh North | Bangaon | LAXMANKUTI | 11 KV Khajri Pump | Bhodal Khedi | PATEL WALA 25 KVA KAY MADIYA | 25 KVA | 291
7359 | Damoh | Damoh North | Bangaon | LAXMANKUTI | 11 KV Khajri Pump | Bhodal Khedi | HARISANKAR BHOFALKHEDI | 25 KVA | 294
7360 | Damoh | Damoh North | Bangaon | LAXMANKUTI | 11 KV Khajri Pump | Bhodal Khedi | PRAKASH RANI 25 KVA KAY | 25 KVA | 309
7361 | Damoh | Damoh North | Bangaon | LAXMANKUTI | 11 KV Khajri Pump | Bhodal Khedi | NARBIDA PATEL KAY | 25 KVA | 311
7362 | Damoh | Damoh North | Bangaon | LAXMANKUTI | 11 KV Khajri Pump | Bhodal Khedi | KAMLAPRASAD 25 KVA KAY | 25 KVA | 315
7363 | Damoh | Damoh North | Bangaon | LAXMANKUTI | 11 KV Khajri Pump | Bhodal Khedi | PRAKASH RANI 25 KVA KAY | 25 KVA | 317
7364 | Damoh | Damoh North | Bangaon | LAXMANKUTI | 11 KV Khajri Pump | Bhodal Khedi | SAROJRANI 25 KVA KAY | 25 KVA | 320
7365 | Damoh | Damoh North | Madiyado | MADIYADO | 11 KV Madiyado DL | NO VILLAGE FOUND | DTR NOT TAGGED | 100 KVA | 91
7366 | Damoh | Damoh North | Madiyado | MADIYADO | 11 KV Madiyado DL | Madhiyadoh | HIGH SCHOOL WALA | 25 KVA | 89
7367 | Damoh | Damoh North | Madiyado | MADIYADO | 11 KV Madiyado DL | Madhiyadoh | COLONY WALA2 | 25 KVA | 81
7368 | Damoh | Damoh North | Madiyado | MADIYADO | 11 KV Madiyado DL | Madhiyadoh | COLONY WALA | 100 KVA | 75
7369 | Damoh | Damoh North | Madiyado | MADIYADO | 11 KV Madiyado DL | Puranakheda | BARRIEL WALA | 100 KVA | 61
7370 | Damoh | Damoh North | Madiyado | MADIYADO | 11 KV Madiyado DL | Madhiyadoh | RELIANCE JIO WALA | 25 KVA | 57
7371 | Damoh | Damoh North | Madiyado | MADIYADO | 11 KV Madiyado DL | Madhiyadoh | IDEA TOWER WALA | 25 KVA | 58
7372 | Damoh | Damoh North | Madiyado | MADIYADO | 11 KV Madiyado DL | Madhiyadoh | BALIKA CHATRAWASH WALA | 25 KVA | 53
7373 | Damoh | Damoh North | Madiyado | MADIYADO | 11 KV Madiyado DL | Madhiyadoh | MOTEMAHADEV WALA | 100 KVA | 49
7374 | Damoh | Damoh North | Madiyado | MADIYADO | 11 KV Madiyado DL | Madhiyadoh | KILE WALA | 200 KVA | 46
7375 | Damoh | Damoh North | Madiyado | MADIYADO | 11 KV Madiyado DL | Madhiyadoh | HARIJAN BASTI WALA | 63 KVA | 42
7376 | Damoh | Damoh North | Madiyado | MADIYADO | 11 KV Madiyado DL | Madhiyadoh | SUMMU WALA2 | 25 KVA | 34
7377 | Damoh | Damoh North | Madiyado | MADIYADO | 11 KV Madiyado DL | Madhiyadoh | SUMMU WALA | 25 KVA | 35
7378 | Damoh | Damoh North | Madiyado | MADIYADO | 11 KV Madiyado DL | Madhiyadoh | JUGAL WALA | 25 KVA | 29
7379 | Damoh | Damoh North | Madiyado | MADIYADO | 11 KV Madiyado DL | Madhiyadoh | SURESH WALA | 25 KVA | 25
7380 | Damoh | Damoh North | Madiyado | MADIYADO | 11 KV Madiyado DL | Madhiyadoh | PHE WALA | 63 KVA | 19
7381 | Damoh | Damoh North | Madiyado | MADIYADO | 11 KV Madiyado DL | Madhiyadoh | DEVI JI WALA | 25 KVA | 11
7382 | Damoh | Damoh North | Madiyado | MADIYADO | 11 KV Madiyado DL | Madhiyadoh | GAYATRI MANDIR WALA | 100 KVA | 9
7383 | Damoh | Damoh North | Madiyado | MADIYADO | 11 KV Madiyado DL | NO VILLAGE FOUND | DTR NOT TAGGED | 25 KVA | 107
7384 | Damoh | Damoh North | Madiyado | MADIYADO | 11 KV Kanakpura DL | Kanakpura | PALI BASTI BALA | 63 KVA | 330
7385 | Damoh | Damoh North | Madiyado | MADIYADO | 11 KV Kanakpura DL | Tindni Madiyadoh | TAPRA KANAKPURA ROAD BALA | 25 KVA | 319
7386 | Damoh | Damoh North | Madiyado | MADIYADO | 11 KV Kanakpura DL | Tindni Madiyadoh | ADIWASI MUHALLA HARDU DANDA | 25 KVA | 304
7387 | Damoh | Damoh North | Madiyado | MADIYADO | 11 KV Kanakpura DL | Mado | KUWAN BALA TIDNI | 25 KVA | 302
7388 | Damoh | Damoh North | Madiyado | MADIYADO | 11 KV Kanakpura DL | Mado | SCHOOL WALA TIDNI | 25 KVA | 298
7389 | Damoh | Damoh North | Madiyado | MADIYADO | 11 KV Kanakpura DL | Malwara Madiyadoh | DANDI YADAV KE PAS BALA TIDNI | 25 KVA | 297
7390 | Damoh | Damoh North | Madiyado | MADIYADO | 11 KV Kanakpura DL | Tindni Madiyadoh | HARDU DANDNA HARIJAN MUHALLA | 25 KVA | 273
7391 | Damoh | Damoh North | Madiyado | MADIYADO | 11 KV Kanakpura DL | Mado | MANDIR WALA MALWARA TIGADDA | 25 KVA | 252
7392 | Damoh | Damoh North | Madiyado | MADIYADO | 11 KV Kanakpura DL | Mado | MALWARA ADIWASI 25 KVA | 25 KVA | 240
7393 | Damoh | Damoh North | Madiyado | MADIYADO | 11 KV Kanakpura DL | Muhrai Madiyadoh | MOUJPURA 25 KVA WALA | 25 KVA | 228
7394 | Damoh | Damoh North | Madiyado | MADIYADO | 11 KV Kanakpura DL | Muhrai Madiyadoh | CHAKKI BALA MUHRAI | 25 KVA | 220
7395 | Damoh | Damoh North | Madiyado | MADIYADO | 11 KV Kanakpura DL | Muhrai Madiyadoh | KHIRKA BALA MUHRAI | 25 KVA | 219
7396 | Damoh | Damoh North | Madiyado | MADIYADO | 11 KV Kanakpura DL | Muhrai Madiyadoh | NEEM BALA MUHRAI | 25 KVA | 217
7397 | Damoh | Damoh North | Madiyado | MADIYADO | 11 KV Kanakpura DL | Nargi | NARGI BASTI 25 KVA | 25 KVA | 192
7398 | Damoh | Damoh North | Madiyado | MADIYADO | 11 KV Kanakpura DL | Nargi | BHAIJAN CHAKKI KE PAS WALA | 25 KVA | 188
7399 | Damoh | Damoh North | Madiyado | MADIYADO | 11 KV Kanakpura DL | Nargi | 100 KVA MALWARA BASTI | 100 KVA | 187
7401 | Damoh | Damoh North | Madiyado | MADIYADO | 11 KV Kanakpura DL | Chandena | BASTI BALA CHADENA 25 | 25 KVA | 152
7402 | Damoh | Damoh North | Madiyado | MADIYADO | 11 KV Kanakpura DL | Chandena | SCHOOL WALA MADHO 63 | 63 KVA | 151
7403 | Damoh | Damoh North | Madiyado | MADIYADO | 11 KV Kanakpura DL | Chandena | CHADENA HARIJAN MUHALLA | 25 KVA | 149
7404 | Damoh | Damoh North | Madiyado | MADIYADO | 11 KV Kanakpura DL | Mado | MADHO UPER MUHALLA | 25 KVA | 94
7405 | Damoh | Damoh North | Madiyado | MADIYADO | 11 KV Kanakpura DL | Mado | MADHO NEECHE MUHALLA | 25 KVA | 90
7406 | Damoh | Damoh North | Madiyado | MADIYADO | 11 KV Kanakpura DL | Mado | WW MADHO | 25 KVA | 88
7407 | Damoh | Damoh North | Madiyado | MADIYADO | 11 KV Kanakpura DL | Mado | MADHO TIGADDA WALA | 25 KVA | 61
7408 | Damoh | Damoh North | Madiyado | MADIYADO | 11 KV Kanakpura DL | Mado | DARRA TOLA | 25 KVA | 47
7409 | Damoh | Damoh North | Madiyado | MADIYADO | 11 KV Kanakpura DL | Mado | MADHO TIGGDA KACHWARA | 25 KVA | 38
7410 | Damoh | Damoh North | Madiyado | MADIYADO | 11 KV Kanakpura DL | Mado | SER BALA RAVI KACHWARA | 25 KVA | 25
7411 | Damoh | Damoh North | Madiyado | MADIYADO | 11 KV Kanakpura DL | Madhiyadoh | MADANTOR BASTI | 25 KVA | 7
7412 | Damoh | Damoh North | Madiyado | MADIYADO | 11 KV Kanakpura DL | Pali | PALI NALA BALA | 25 KVA | 338
7413 | Damoh | Damoh North | Madiyado | MADIYADO | 11 KV Kanakpura DL | Pali | TAPARIYA WALA PALI | 25 KVA | 343
7414 | Damoh | Damoh North | Madiyado | MADIYADO | 11 KV Kanakpura DL | Pali | AHIRWAR WALA PALI | 25 KVA | 345
7415 | Damoh | Damoh North | Madiyado | MADIYADO | 11 KV Kanakpura DL | Kanakpura | TAPRA SARPANCH KANAKPURA ROAD | 25 KVA | 347
7416 | Damoh | Damoh North | Madiyado | MADIYADO | 11 KV Kanakpura DL | Malwara Madiyadoh | HARIJAN MUHALLA KANAKPURA | 25 KVA | 362
7417 | Damoh | Damoh North | Madiyado | MADIYADO | 11 KV Kanakpura DL | Malwara Madiyadoh | BASTI BALA KANAKPURA | 25 KVA | 370
7418 | Damoh | Damoh North | Madiyado | MADIYADO | 11 KV Kanakpura DL | NO VILLAGE FOUND | DTR NOT TAGGED | 25 KVA | 371
7419 | Damoh | Damoh North | Madiyado | MADIYADO | 11 KV Kanakpura DL | NO VILLAGE FOUND | DTR NOT TAGGED | 25 KVA | 372
7420 | Damoh | Damoh North | Madiyado | MADIYADO | 11 KV Kanakpura DL | NO VILLAGE FOUND | DTR NOT TAGGED | 25 KVA | 373
7421 | Damoh | Damoh North | Madiyado | MADIYADO | 11 KV Kanakpura DL | NO VILLAGE FOUND | DTR NOT TAGGED | 25 KVA | 374
7422 | Damoh | Damoh North | Madiyado | MADIYADO | 11 KV Kanakpura DL | NO VILLAGE FOUND | DTR NOT TAGGED | 25 KVA | 378
7423 | Damoh | Damoh North | Madiyado | MADIYADO | 11 KV Kanakpura AG | Mado | 100 KVA TIDNI AG | 100 KVA | 300
7424 | Damoh | Damoh North | Madiyado | MADIYADO | 11 KV Kanakpura AG | Malwara Madiyadoh | 25 KVA SATYANARAYAN WALA | 25 KVA | 298
7425 | Damoh | Damoh North | Madiyado | MADIYADO | 11 KV Kanakpura AG | Malwara Madiyadoh | 25 KVA BANDU YADAV WALA | 25 KVA | 294
7426 | Damoh | Damoh North | Madiyado | MADIYADO | 11 KV Kanakpura AG | Mado | 25 KVA UMA MAHRAJ TIDNI | 25 KVA | 289
7427 | Damoh | Damoh North | Madiyado | MADIYADO | 11 KV Kanakpura AG | Mado | 25 KVA SANTOSH MAHRAJ WALA | 25 KVA | 286
7428 | Damoh | Damoh North | Madiyado | MADIYADO | 11 KV Kanakpura AG | Mado | 25 KVA HALKI BAHU WALA | 25 KVA | 275
7429 | Damoh | Damoh North | Madiyado | MADIYADO | 11 KV Kanakpura AG | Mado | 25 KVA PHOOLRANI KATARE WALA | 25 KVA | 274
7430 | Damoh | Damoh North | Madiyado | MADIYADO | 11 KV Kanakpura AG | Mado | 25 KVA PREMLAL WALA | 25 KVA | 265
7431 | Damoh | Damoh North | Madiyado | MADIYADO | 11 KV Kanakpura AG | Mado | 25 KVA DUMMAN WALA MALWARA | 25 KVA | 261
7432 | Damoh | Damoh North | Madiyado | MADIYADO | 11 KV Kanakpura AG | Nargi | 25 KVA HETRAM WALA MALWARA | 25 KVA | 258
7433 | Damoh | Damoh North | Madiyado | MADIYADO | 11 KV Kanakpura AG | Nargi | 63 KVA GHUMARI WALA | 100 KVA | 256
7434 | Damoh | Damoh North | Madiyado | MADIYADO | 11 KV Kanakpura AG | Nargi | 25 KVA SOURABH WALA | 25 KVA | 252
7435 | Damoh | Damoh North | Madiyado | MADIYADO | 11 KV Kanakpura AG | Mado | 25 KVA LAKHAN KURMI WALA | 25 KVA | 234
7436 | Damoh | Damoh North | Madiyado | MADIYADO | 11 KV Kanakpura AG | Muhrai Madiyadoh | 100 KVA MUHRAI AG | 100 KVA | 228
7437 | Damoh | Damoh North | Madiyado | MADIYADO | 11 KV Kanakpura AG | Muhrai Madiyadoh | 25 KVA SUDAMA WALA MUHRAI HAR | 25 KVA | 221
7438 | Damoh | Damoh North | Madiyado | MADIYADO | 11 KV Kanakpura AG | Chandena | 25 KVA RAJAN WALA LOGAD | 25 KVA | 220
7439 | Damoh | Damoh North | Madiyado | MADIYADO | 11 KV Kanakpura AG | Muhrai Madiyadoh | 25 KVA LOGAD AG | 25 KVA | 214
7440 | Damoh | Damoh North | Madiyado | MADIYADO | 11 KV Kanakpura AG | Muhrai Madiyadoh | 25 KVA PARMANAND WALA | 25 KVA | 207
7441 | Damoh | Damoh North | Madiyado | MADIYADO | 11 KV Kanakpura AG | Nargi | 25 KVA KAMALRANI WALA | 25 KVA | 202
7442 | Damoh | Damoh North | Madiyado | MADIYADO | 11 KV Kanakpura AG | Nargi | 25 KVA JEERA BAI WALA | 25 KVA | 200
7443 | Damoh | Damoh North | Madiyado | MADIYADO | 11 KV Kanakpura AG | Nargi | 25 KVA GANGARAM WALA | 25 KVA | 194
7444 | Damoh | Damoh North | Madiyado | MADIYADO | 11 KV Kanakpura AG | Nargi | 25 KVA RAJARAM WALA | 25 KVA | 185
7445 | Damoh | Damoh North | Madiyado | MADIYADO | 11 KV Kanakpura AG | Nargi | 25 KVA MADSAHAB WALA NARGI HAR | 25 KVA | 181
7446 | Damoh | Damoh North | Madiyado | MADIYADO | 11 KV Kanakpura AG | Nargi | 100 KVA NARGI HAR WALA | 100 KVA | 171
7447 | Damoh | Damoh North | Madiyado | MADIYADO | 11 KV Kanakpura AG | Chandena | 63 KVA SHRIRAM WALA | 100 KVA | 156
7448 | Damoh | Damoh North | Madiyado | MADIYADO | 11 KV Kanakpura AG | Madhiyadoh | 25 KVA AIRTEL TOWER WALA | 25 KVA | 146
7449 | Damoh | Damoh North | Madiyado | MADIYADO | 11 KV Kanakpura AG | Madhiyadoh | 100 KVA JEEVAN WALA | 100 KVA | 139
7450 | Damoh | Damoh North | Madiyado | MADIYADO | 11 KV Kanakpura AG | Dandi | 25 KVA GOPAL SEN WALA | 25 KVA | 135
7451 | Damoh | Damoh North | Madiyado | MADIYADO | 11 KV Kanakpura AG | Puranakheda | 100 KVA PURANI WALA NEW | 100 KVA | 132
7452 | Damoh | Damoh North | Madiyado | MADIYADO | 11 KV Kanakpura AG | Puranakheda | 100 KVA PURANIWALA | 100 KVA | 130
7453 | Damoh | Damoh North | Madiyado | MADIYADO | 11 KV Kanakpura AG | Puranakheda | 100 KVA RADHE WALA | 100 KVA | 124
7454 | Damoh | Damoh North | Madiyado | MADIYADO | 11 KV Kanakpura AG | Puranakheda | 100 KVA JHANDI WALA2 | 100 KVA | 115
7455 | Damoh | Damoh North | Madiyado | MADIYADO | 11 KV Kanakpura AG | Puranakheda | 100 KVA JHANDI WALA1 | 100 KVA | 114
7456 | Damoh | Damoh North | Madiyado | MADIYADO | 11 KV Kanakpura AG | Madhiyadoh | 100 KVA BHOLA WALA | 100 KVA | 103
7457 | Damoh | Damoh North | Madiyado | MADIYADO | 11 KV Kanakpura AG | Chandena | 25 KVA VEERA WALA | 25 KVA | 100
7458 | Damoh | Damoh North | Madiyado | MADIYADO | 11 KV Kanakpura AG | Chandena | 25 KVA DAN SINGH WALA | 25 KVA | 95
7459 | Damoh | Damoh North | Madiyado | MADIYADO | 11 KV Kanakpura AG | Chandena | 25 KVA AMMI BAI WALA | 25 KVA | 94
7460 | Damoh | Damoh North | Madiyado | MADIYADO | 11 KV Kanakpura AG | Chandena | 25 KVA NEEMA BAI WALA | 25 KVA | 89
7461 | Damoh | Damoh North | Madiyado | MADIYADO | 11 KV Kanakpura AG | Chandena | 25 KVA BADRI AGARWAL WALA | 25 KVA | 85
7462 | Damoh | Damoh North | Madiyado | MADIYADO | 11 KV Kanakpura AG | Chandena | 100 KVA MATA WALA CHANDENA | 100 KVA | 82
7463 | Damoh | Damoh North | Madiyado | MADIYADO | 11 KV Kanakpura AG | Chandena | 25 KVA KUNJI RAJAK WALA | 25 KVA | 77
7464 | Damoh | Damoh North | Madiyado | MADIYADO | 11 KV Kanakpura AG | Chandena | 25 KVA HARRASHAD RAJAK WLA | 25 KVA | 65
7465 | Damoh | Damoh North | Madiyado | MADIYADO | 11 KV Kanakpura AG | Chandena | 25 KVA NABAB WALA | 25 KVA | 59
7466 | Damoh | Damoh North | Madiyado | MADIYADO | 11 KV Kanakpura AG | Chandena | 25 KVA LAKHAN SING WALA | 25 KVA | 58
7467 | Damoh | Damoh North | Madiyado | MADIYADO | 11 KV Kanakpura AG | Mado | 100 KVA KUNDAN WALA | 100 KVA | 52
7468 | Damoh | Damoh North | Madiyado | MADIYADO | 11 KV Kanakpura AG | Mado | 25 KVA BINDU WALA | 25 KVA | 51
7469 | Damoh | Damoh North | Madiyado | MADIYADO | 11 KV Kanakpura AG | Mado | 100 KVA DEVI WALA | 63 KVA | 33
7470 | Damoh | Damoh North | Madiyado | MADIYADO | 11 KV Kanakpura AG | Mado | 100 KVA SHATOLA WALA | 100 KVA | 25
7471 | Damoh | Damoh North | Madiyado | MADIYADO | 11 KV Kanakpura AG | Madhiyadoh | 63 KVA KAMAL WALI | 100 KVA | 22
7472 | Damoh | Damoh North | Madiyado | MADIYADO | 11 KV Kanakpura AG | Malwara Madiyadoh | 63 KVA KANAKPURA AG1 | 63 KVA | 314
7473 | Damoh | Damoh North | Madiyado | MADIYADO | 11 KV Kanakpura AG | Malwara Madiyadoh | 25 KVA BIDOLAYA WALA | 25 KVA | 334
7474 | Damoh | Damoh North | Madiyado | MADIYADO | 11 KV Kanakpura AG | Tindni Madiyadoh | 25 KVA KANAKPRA TAPRAN2 | 25 KVA | 343
7475 | Damoh | Damoh North | Madiyado | MADIYADO | 11 KV Kanakpura AG | NO VILLAGE FOUND | DTR NOT TAGGED | 63 KVA | 347
7476 | Damoh | Damoh North | Madiyado | MADIYADO | 11 KV Kanakpura AG | NO VILLAGE FOUND | DTR NOT TAGGED | 25 KVA | 348
7477 | Damoh | Damoh North | Madiyado | MADIYADO | 11 KV Kanakpura AG | NO VILLAGE FOUND | DTR NOT TAGGED | 25 KVA | 349
7478 | Damoh | Damoh North | Madiyado | MADIYADO | 11 KV Kanakpura AG | NO VILLAGE FOUND | DTR NOT TAGGED | 25 KVA | 350
7479 | Damoh | Damoh North | Madiyado | MADIYADO | 11 KV Kanakpura AG | NO VILLAGE FOUND | DTR NOT TAGGED | 25 KVA | 351
7480 | Damoh | Damoh North | Madiyado | MADIYADO | 11 KV Kanakpura AG | NO VILLAGE FOUND | DTR NOT TAGGED | 25 KVA | 354
7481 | Damoh | Damoh North | Madiyado | MADIYADO | 11 KV Kanakpura AG | NO VILLAGE FOUND | DTR NOT TAGGED | 25 KVA | 355
7482 | Damoh | Damoh North | Madiyado | MADIYADO | 11 KV Kanakpura AG | NO VILLAGE FOUND | DTR NOT TAGGED | 25 KVA | 357
7483 | Damoh | Damoh North | Madiyado | MADIYADO | 11 KV Kanakpura AG | NO VILLAGE FOUND | DTR NOT TAGGED | 25 KVA | 361
7484 | Damoh | Damoh North | Madiyado | MADIYADO | 11 KV Kanakpura AG | NO VILLAGE FOUND | DTR NOT TAGGED | 100 KVA | 362
7485 | Damoh | Damoh North | Madiyado | MADIYADO | 11 KV Kanakpura AG | NO VILLAGE FOUND | DTR NOT TAGGED | 25 KVA | 365
7486 | Damoh | Damoh North | Madiyado | MADIYADO | 11 KV Kanakpura AG | NO VILLAGE FOUND | DTR NOT TAGGED | 25 KVA | 367
7487 | Damoh | Damoh North | Madiyado | MADIYADO | 11 KV Amjhir AG | Tigra Fatehpur | 100 KVA SHAKTI MATA WALI | 100 KVA | 368
7488 | Damoh | Damoh North | Madiyado | MADIYADO | 11 KV Amjhir AG | Tigra Fatehpur | 63 KVA ROD WALI TIGRA | 63 KVA | 348
7489 | Damoh | Damoh North | Madiyado | MADIYADO | 11 KV Amjhir AG | Tigra Fatehpur | 25 KVA JAGAT SINGH WALI | 25 KVA | 337
7490 | Damoh | Damoh North | Madiyado | MADIYADO | 11 KV Amjhir AG | Tigra Fatehpur | 100 KVA TIGRA MOTE AG | 100 KVA | 331
7491 | Damoh | Damoh North | Madiyado | MADIYADO | 11 KV Amjhir AG | Tigra Fatehpur | 25 KVA HARIRAM SAHU WALI | 25 KVA | 321
7492 | Damoh | Damoh North | Madiyado | MADIYADO | 11 KV Amjhir AG | Deolai | 25 KVA CHATRASHAL WALI | 25 KVA | 293
7493 | Damoh | Damoh North | Madiyado | MADIYADO | 11 KV Amjhir AG | Deolai | 25 KVA PYASHI MAHRAJ WALI | 25 KVA | 286
7494 | Damoh | Damoh North | Madiyado | MADIYADO | 11 KV Amjhir AG | Kaikheda | 25 KVA KUWARMAN WALI | 25 KVA | 279
7495 | Damoh | Damoh North | Madiyado | MADIYADO | 11 KV Amjhir AG | Kaikheda | 25 KVA MADAN WALI | 25 KVA | 276
7496 | Damoh | Damoh North | Madiyado | MADIYADO | 11 KV Amjhir AG | Doli | 25 KVA NARMADA WALI | 25 KVA | 272
7497 | Damoh | Damoh North | Madiyado | MADIYADO | 11 KV Amjhir AG | Deolai | 25 KVA VINOD RAJAL WALI | 25 KVA | 257
7498 | Damoh | Damoh North | Madiyado | MADIYADO | 11 KV Amjhir AG | Tigra Fatehpur | 100KVA BABBA WALI | 100 KVA | 250
7499 | Damoh | Damoh North | Madiyado | MADIYADO | 11 KV Amjhir AG | Deolai | 25 KVA BRIJESH PANDEY WALA | 25 KVA | 237
7501 | Damoh | Damoh North | Madiyado | MADIYADO | 11 KV Amjhir AG | Shivpur | 100 KVA SHIVPUR MAIN AG WALA | 100 KVA | 211
7502 | Damoh | Damoh North | Madiyado | MADIYADO | 11 KV Amjhir AG | Dandi | 25 KVA TILAK SINGH WALA | 25 KVA | 189
7503 | Damoh | Damoh North | Madiyado | MADIYADO | 11 KV Amjhir AG | Dandi | 25 KVA AWADH BIHARI RAO WALA | 25 KVA | 184
7504 | Damoh | Damoh North | Madiyado | MADIYADO | 11 KV Amjhir AG | Dandi | 25 KVA BADRI DOCTOR WALA | 25 KVA | 181
7505 | Damoh | Damoh North | Madiyado | MADIYADO | 11 KV Amjhir AG | Shivpur | 100 KVA NADIWALA | 100 KVA | 169
7506 | Damoh | Damoh North | Madiyado | MADIYADO | 11 KV Amjhir AG | Shivpur | 100 KVA NADIWALA NEW | 100 KVA | 168
7507 | Damoh | Damoh North | Madiyado | MADIYADO | 11 KV Amjhir AG | Shivpur | 25 KVA JAMNA MADSAHAB WALA | 25 KVA | 163
7508 | Damoh | Damoh North | Madiyado | MADIYADO | 11 KV Amjhir AG | Shivpur | 25 KVA JUGAL AGARWAL | 25 KVA | 154
7509 | Damoh | Damoh North | Madiyado | MADIYADO | 11 KV Amjhir AG | Puranakheda | 100 KVA MAHAVIR WALA | 100 KVA | 130
7510 | Damoh | Damoh North | Madiyado | MADIYADO | 11 KV Amjhir AG | Madhiyadoh | POWER HOUSE WALA 25 KVA | 25 KVA | 96
7511 | Damoh | Damoh North | Madiyado | MADIYADO | 11 KV Amjhir AG | Tigra Fatehpur | 100 KVA GUDA WALI | 100 KVA | 383
7512 | Damoh | Damoh North | Madiyado | MADIYADO | 11 KV Amjhir AG | Puranakheda | 25 KVA MASTU SAHU WALI | 25 KVA | 397
7513 | Damoh | Damoh North | Madiyado | MADIYADO | 11 KV Amjhir AG | NO VILLAGE FOUND | DTR NOT TAGGED | 25 KVA | 398
7514 | Damoh | Damoh North | Madiyado | MADIYADO | 11 KV Amjhir AG | NO VILLAGE FOUND | DTR NOT TAGGED | 25 KVA | 399
7515 | Damoh | Damoh North | Madiyado | MADIYADO | 11 KV Amjhir AG | NO VILLAGE FOUND | DTR NOT TAGGED | 25 KVA | 403
7516 | Damoh | Damoh North | Madiyado | MADIYADO | 11 KV Amjhir AG | NO VILLAGE FOUND | DTR NOT TAGGED | 25 KVA | 406
7517 | Damoh | Damoh North | Madiyado | MADIYADO | 11 KV Amjhir AG | NO VILLAGE FOUND | DTR NOT TAGGED | 25 KVA | 409
7518 | Damoh | Damoh North | Madiyado | MADIYADO | 11 KV Amjhir AG | NO VILLAGE FOUND | DTR NOT TAGGED | 25 KVA | 412
7519 | Damoh | Damoh North | Madiyado | MADIYADO | 11 KV Amjhir AG | NO VILLAGE FOUND | DTR NOT TAGGED | 25 KVA | 415
7520 | Damoh | Damoh North | Batiagarh | MAGRON | 11 KV Magrone/hardua DL | Sunwaha | SUNWAHA PREETAM SINGH | 25 KVA | 270
7521 | Damoh | Damoh North | Batiagarh | MAGRON | 11 KV Magrone/hardua DL | Sunwaha | SUNWAHA RADHE PATEL | 25 KVA | 267
7522 | Damoh | Damoh North | Batiagarh | MAGRON | 11 KV Magrone/hardua DL | Magron | SEMRA RAMNAGAR TAPARIYA WALA | 25 KVA | 250
7523 | Damoh | Damoh North | Batiagarh | MAGRON | 11 KV Magrone/hardua DL | Magron | SEMRA RAMNAGAR TILAK SINGH | 25 KVA | 242
7524 | Damoh | Damoh North | Batiagarh | MAGRON | 11 KV Magrone/hardua DL | Magron | SEMRA RAMNAGAR BASTI | 100 KVA | 240
7525 | Damoh | Damoh North | Batiagarh | MAGRON | 11 KV Magrone/hardua DL | Nibora Ramnagar | MAGRON SUNWAHA ROAD | 25 KVA | 229
7526 | Damoh | Damoh North | Batiagarh | MAGRON | 11 KV Magrone/hardua DL | Magron | MAGRON BASTI | 100 KVA | 225
7527 | Damoh | Damoh North | Batiagarh | MAGRON | 11 KV Magrone/hardua DL | Magron | MAGRON KHIRKA WALA | 100 KVA | 221
7528 | Damoh | Damoh North | Batiagarh | MAGRON | 11 KV Magrone/hardua DL | Magron | MAGRON HARIJAN BASTI | 100 KVA | 220
7529 | Damoh | Damoh North | Batiagarh | MAGRON | 11 KV Magrone/hardua DL | Magron | MAGRON BASTI | 200 KVA | 216
7530 | Damoh | Damoh North | Batiagarh | MAGRON | 11 KV Magrone/hardua DL | Magron | MAGRON AIRTEL TOWAR | 25 KVA | 215
7531 | Damoh | Damoh North | Batiagarh | MAGRON | 11 KV Magrone/hardua DL | Hardua Jamsa | HARDUA KHIRKA WALA | 100 KVA | 210
7532 | Damoh | Damoh North | Batiagarh | MAGRON | 11 KV Magrone/hardua DL | Hardua Jamsa | HARDUA DULHADEV | 25 KVA | 206
7533 | Damoh | Damoh North | Batiagarh | MAGRON | 11 KV Magrone/hardua DL | Hardua Jamsa | HARDUA JAHAR WALA | 100 KVA | 192
7534 | Damoh | Damoh North | Batiagarh | MAGRON | 11 KV Magrone/hardua DL | Hardua Jamsa | HARDUA HARIJAN BASTI | 100 KVA | 186
7535 | Damoh | Damoh North | Batiagarh | MAGRON | 11 KV Magrone/hardua DL | Nibora Ramnagar | MAGRON JARARUDHAM ROAD | 25 KVA | 177
7536 | Damoh | Damoh North | Batiagarh | MAGRON | 11 KV Magrone/hardua DL | Magron | MAGRON HOSPITAL WALA | 25 KVA | 148
7537 | Damoh | Damoh North | Batiagarh | MAGRON | 11 KV Magrone/hardua DL | Magron | MAGRON SCHOOL WALA | 25 KVA | 139
7538 | Damoh | Damoh North | Batiagarh | MAGRON | 11 KV Magrone/hardua DL | Magron | SAGRON MARGHATA WALA | 25 KVA | 138
7539 | Damoh | Damoh North | Batiagarh | MAGRON | 11 KV Magrone/hardua DL | Magron | SAGRON WATER SUPPLY | 25 KVA | 137
7540 | Damoh | Damoh North | Batiagarh | MAGRON | 11 KV Magrone/hardua DL | Magron | SAGRON BASTI | 100 KVA | 125
7541 | Damoh | Damoh North | Batiagarh | MAGRON | 11 KV Magrone/hardua DL | Magron | SAGRON BASTI | 63 KVA | 121
7542 | Damoh | Damoh North | Batiagarh | MAGRON | 11 KV Magrone/hardua DL | Magron | MAGRON GUDDAN WALA | 25 KVA | 117
7543 | Damoh | Damoh North | Batiagarh | MAGRON | 11 KV Magrone/hardua DL | Magron | MAGRON NARWA WALA | 25 KVA | 111
7544 | Damoh | Damoh North | Batiagarh | MAGRON | 11 KV Magrone/hardua DL | Magron | MAGRON KALARI WALA | 25 KVA | 105
7545 | Damoh | Damoh North | Batiagarh | MAGRON | 11 KV Magrone/hardua DL | Magron | MAGRON KALEHI MATA | 25 KVA | 100
7546 | Damoh | Damoh North | Batiagarh | MAGRON | 11 KV Magrone/hardua DL | Hardua Jamsa | RAMNAGAR BASTI | 25 KVA | 96
7547 | Damoh | Damoh North | Batiagarh | MAGRON | 11 KV Magrone/hardua DL | Hardua Jamsa | GAU ABHYARANYA JARARU DHAM | 25 KVA | 78
7548 | Damoh | Damoh North | Batiagarh | MAGRON | 11 KV Magrone/hardua DL | Hardua Jamsa | 1 BAGRAJ TOLA | 25 KVA | 76
7549 | Damoh | Damoh North | Batiagarh | MAGRON | 11 KV Magrone/hardua DL | Kanora Ramnagar | BAGRAJ TOLA | 25 KVA | 72
7550 | Damoh | Damoh North | Batiagarh | MAGRON | 11 KV Magrone/hardua DL | Kanora Ramnagar | BARKHEDA TOLA | 25 KVA | 57
7551 | Damoh | Damoh North | Batiagarh | MAGRON | 11 KV Magrone/hardua DL | Nibora Ramnagar | MAGRON POLICE THANA KE PASS | 25 KVA | 16
7552 | Damoh | Damoh North | Batiagarh | MAGRON | 11 KV Magrone/hardua DL | Jhagri Kabirpur | SUNWAHA HANUMAT SINGH | 25 KVA | 282
7553 | Damoh | Damoh North | Batiagarh | MAGRON | 11 KV Magrone/hardua DL | Nibora Ramnagar | SUNWAHA BRAJENDRA SINGH | 25 KVA | 291
7554 | Damoh | Damoh North | Batiagarh | MAGRON | 11 KV Magrone/hardua DL | Sunwaha | SUNWAHA RAJA SAHAB | 25 KVA | 293
7555 | Damoh | Damoh North | Batiagarh | MAGRON | 11 KV Magrone/hardua DL | Sunwaha | SUNWAHA LAXMAN SINGH | 25 KVA | 298
7556 | Damoh | Damoh North | Batiagarh | MAGRON | 11 KV Magrone/hardua DL | Sunwaha | SUNWAHA SHIVRAM PATHAK | 25 KVA | 303
7557 | Damoh | Damoh North | Batiagarh | MAGRON | 11 KV Magrone/hardua DL | Sunwaha | SUNWAHA HARISINGH | 25 KVA | 305
7558 | Damoh | Damoh North | Batiagarh | MAGRON | 11 KV Magrone/hardua DL | Sunwaha | SUNWAHA MUKESH TRIPATHI | 25 KVA | 308
7559 | Damoh | Damoh North | Batiagarh | MAGRON | 11 KV Magrone/hardua DL | Sunwaha | SUNWAHA SHRIRAM PATHAK | 25 KVA | 316
7560 | Damoh | Damoh North | Batiagarh | MAGRON | 11 KV Magrone/hardua DL | Sunwaha | SUNWAHA HARPAAL WALA | 25 KVA | 322
7561 | Damoh | Damoh North | Batiagarh | MAGRON | 11 KV Magrone/hardua DL | Sunwaha | SUNWAHA PRAVEEN PATHAK | 25 KVA | 324
7562 | Damoh | Damoh North | Batiagarh | MAGRON | 11 KV Magrone/hardua DL | Kanora Ramnagar | SUNWAHA HAAR WALA | 100 KVA | 333
7563 | Damoh | Damoh North | Batiagarh | MAGRON | 11 KV Magrone/hardua DL | Sunwaha | SUNWAHA BAIJANTI BAI | 25 KVA | 335
7564 | Damoh | Damoh North | Batiagarh | MAGRON | 11 KV Magrone/hardua DL | Sunwaha | SUNWAHA RADHARANI | 25 KVA | 338
7565 | Damoh | Damoh North | Batiagarh | MAGRON | 11 KV Magrone/hardua DL | Sunwaha | SUNWAHA GAURISHANKAR PATHAK | 25 KVA | 342
7566 | Damoh | Damoh North | Batiagarh | MAGRON | 11 KV Magrone/hardua DL | Sunwaha | SUNWAHA SHRIRAM PATHAK | 25 KVA | 343
7567 | Damoh | Damoh North | Batiagarh | MAGRON | 11 KV Magrone/hardua DL | Sunwaha | SUNWAHA DEEPTI WALA | 25 KVA | 346
7568 | Damoh | Damoh North | Batiagarh | MAGRON | 11 KV Magrone/hardua DL | Sunwaha | SUNWAHA SUNDAR PATHAK | 25 KVA | 348
7569 | Damoh | Damoh North | Batiagarh | MAGRON | 11 KV Magrone/hardua DL | Sunwaha | SUNWAHA VIVEK | 25 KVA | 357
7570 | Damoh | Damoh North | Batiagarh | MAGRON | 11 KV Magrone/hardua DL | Sunwaha | SUNWAHA MOORAT SINGH | 25 KVA | 360
7571 | Damoh | Damoh North | Batiagarh | MAGRON | 11 KV Magrone/hardua DL | Sunwaha | SUNWAHA AVDESH PATHAK | 25 KVA | 362
7572 | Damoh | Damoh North | Batiagarh | MAGRON | 11 KV Magrone/hardua DL | Sunwaha | SUNWAHA MULLI SINGH | 25 KVA | 364
7573 | Damoh | Damoh North | Batiagarh | MAGRON | 11 KV Magrone/hardua DL | Sunwaha | SUNWAHA PRHALAD | 25 KVA | 367
7574 | Damoh | Damoh North | Batiagarh | MAGRON | 11 KV Magrone/hardua DL | Sunwaha | SUNWAHA HARIJAN WALA | 25 KVA | 369
7575 | Damoh | Damoh North | Batiagarh | MAGRON | 11 KV Magrone/hardua DL | Sunwaha | SUNWAHA BABBU | 25 KVA | 374
7576 | Damoh | Damoh North | Batiagarh | MAGRON | 11 KV Magrone/hardua DL | Sunwaha | SUNWAHA VIPIN | 25 KVA | 379
7577 | Damoh | Damoh North | Batiagarh | MAGRON | 11 KV Magrone/hardua DL | Sunwaha | SUNWAHA MUNNA PATEL | 25 KVA | 388
7578 | Damoh | Damoh North | Batiagarh | MAGRON | 11 KV Magrone/hardua DL | Rusando | RUSANDO HAAR WALA | 25 KVA | 391
7579 | Damoh | Damoh North | Batiagarh | MAGRON | 11 KV Magrone/hardua DL | Rusando | RUSANDO MEERABAI | 25 KVA | 394
7580 | Damoh | Damoh North | Batiagarh | MAGRON | 11 KV Magrone/hardua DL | Itwa Magola | RUSANDO PANCHAM SINGH | 63 KVA | 401
7581 | Damoh | Damoh North | Batiagarh | MAGRON | 11 KV Magrone/hardua DL | Itwa Magola | RUSANDO HAAR | 100 KVA | 405
7582 | Damoh | Damoh North | Batiagarh | MAGRON | 11 KV Magrone/hardua DL | Rusando | RUSANDO MAHIPAAL SINGH | 25 KVA | 411
7583 | Damoh | Damoh North | Batiagarh | MAGRON | 11 KV Magrone/hardua DL | Rusando | RUSANDO RAJ SINGH | 25 KVA | 419
7584 | Damoh | Damoh North | Batiagarh | MAGRON | 11 KV Magrone/hardua DL | Rusando | RUSANDO JAGDISH WALA | 25 KVA | 425
7585 | Damoh | Damoh North | Batiagarh | MAGRON | 11 KV Magrone/hardua DL | Rusando | RUSANDO SHRI BAI WALA | 25 KVA | 426
7586 | Damoh | Damoh North | Batiagarh | MAGRON | 11 KV Magrone/hardua DL | Rusando | RUSANDO CHOTIBAHU | 25 KVA | 433
7587 | Damoh | Damoh North | Batiagarh | MAGRON | 11 KV Magrone/hardua DL | Itwa Magola | RUSANDO JAIN WALA | 25 KVA | 437
7588 | Damoh | Damoh North | Batiagarh | MAGRON | 11 KV Magrone/hardua DL | Itwa Magola | MANGOLA HARIJAN WALA | 25 KVA | 445
7589 | Damoh | Damoh North | Batiagarh | MAGRON | 11 KV Magrone/hardua DL | Itwa Magola | MANGOLA GUPTA WALA | 25 KVA | 448
7590 | Damoh | Damoh North | Batiagarh | MAGRON | 11 KV Magrone/hardua DL | Itwa Magola | MANGOLA HAAR | 100 KVA | 454
7591 | Damoh | Damoh North | Batiagarh | MAGRON | 11 KV Magrone/hardua DL | Mangola | MANGOLA HAAR | 100 KVA | 461
7592 | Damoh | Damoh North | Batiagarh | MAGRON | 11 KV Magrone/hardua DL | Rusando | RUSANDO DAAN SINGH | 25 KVA | 467
7593 | Damoh | Damoh North | Batiagarh | MAGRON | 11 KV Magrone/hardua DL | Rusando | RUSANDO GUPTA WALA | 25 KVA | 471
7594 | Damoh | Damoh North | Batiagarh | MAGRON | 11 KV Magrone/hardua DL | Rusando | RUSANDO CHANDAN WALA | 25 KVA | 476
7595 | Damoh | Damoh North | Batiagarh | MAGRON | 11 KV Magrone/hardua DL | Rusando | RUSANDO GHUMAN SINGH | 25 KVA | 479
7596 | Damoh | Damoh North | Batiagarh | MAGRON | 11 KV Magrone/hardua DL | Rusando | RUSANDO HAMMIR SINGH | 25 KVA | 484
7597 | Damoh | Damoh North | Batiagarh | MAGRON | 11 KV Magrone/hardua DL | Rusando | RUSANDO SHOBHA | 25 KVA | 487
7598 | Damoh | Damoh North | Batiagarh | MAGRON | 11 KV Magrone/hardua DL | Rusando | RUSANDO DAAN SINGH | 63 KVA | 491
7599 | Damoh | Damoh North | Batiagarh | MAGRON | 11 KV Magrone/hardua DL | Rusando | RUSANDO FOOL SINGH | 25 KVA | 493
7601 | Damoh | Damoh North | Batiagarh | MAGRON | 11 KV Magrone Ag | Kanora Ramnagar | MAGRON ROOP SINGH | 25 KVA | 650
7602 | Damoh | Damoh North | Batiagarh | MAGRON | 11 KV Magrone Ag | Kanora Ramnagar | MAGRON NANNHEBHAI | 25 KVA | 649
7603 | Damoh | Damoh North | Batiagarh | MAGRON | 11 KV Magrone Ag | Kanora Ramnagar | MAGRON JAGDEESH WALA | 25 KVA | 640
7604 | Damoh | Damoh North | Batiagarh | MAGRON | 11 KV Magrone Ag | Nibora Ramnagar | MAGRON SHANKAR SAHU | 25 KVA | 627
7605 | Damoh | Damoh North | Batiagarh | MAGRON | 11 KV Magrone Ag | Nibora Ramnagar | MAGRON NARWA WALA | 25 KVA | 623
7606 | Damoh | Damoh North | Batiagarh | MAGRON | 11 KV Magrone Ag | Nibora Ramnagar | MAGRON PREETAM | 25 KVA | 617
7607 | Damoh | Damoh North | Batiagarh | MAGRON | 11 KV Magrone Ag | Nibora Ramnagar | MAGRON AKABAR KHAN | 100 KVA | 615
7608 | Damoh | Damoh North | Batiagarh | MAGRON | 11 KV Magrone Ag | Nibora Ramnagar | MAGRON TULSI | 25 KVA | 609
7609 | Damoh | Damoh North | Batiagarh | MAGRON | 11 KV Magrone Ag | Magron | MAGRON SUNDAR WALA | 25 KVA | 605
7610 | Damoh | Damoh North | Batiagarh | MAGRON | 11 KV Magrone Ag | Sagron | SAGRON PARWATI BAI | 25 KVA | 598
7611 | Damoh | Damoh North | Batiagarh | MAGRON | 11 KV Magrone Ag | Magron | SAGRON JAGDEESH | 25 KVA | 594
7612 | Damoh | Damoh North | Batiagarh | MAGRON | 11 KV Magrone Ag | Magron | SAGORN HIMMAT SINGH | 25 KVA | 589
7613 | Damoh | Damoh North | Batiagarh | MAGRON | 11 KV Magrone Ag | Magron | SAGRON TEJI SINGH | 25 KVA | 577
7614 | Damoh | Damoh North | Batiagarh | MAGRON | 11 KV Magrone Ag | Semra Ramnagar | SEMRA RAMNAGAR LEELADHAR | 25 KVA | 576
7615 | Damoh | Damoh North | Batiagarh | MAGRON | 11 KV Magrone Ag | Semra Ramnagar | SEMRA RAMNAGAR SEVAK | 25 KVA | 572
7616 | Damoh | Damoh North | Batiagarh | MAGRON | 11 KV Magrone Ag | Semra Ramnagar | SEMRA RAMNAGAR SIYA BAI | 25 KVA | 570
7617 | Damoh | Damoh North | Batiagarh | MAGRON | 11 KV Magrone Ag | Semra Ramnagar | SEMRA RAMNAGAR NANDKISHOR | 25 KVA | 563
7618 | Damoh | Damoh North | Batiagarh | MAGRON | 11 KV Magrone Ag | Semra Ramnagar | SEMRA RAMNAGAR HARPRASAD | 25 KVA | 562
7619 | Damoh | Damoh North | Batiagarh | MAGRON | 11 KV Magrone Ag | Semra Ramnagar | SEMRA RAMNAGAR BAHADUR SINGH | 25 KVA | 558
7620 | Damoh | Damoh North | Batiagarh | MAGRON | 11 KV Magrone Ag | Semra Ramnagar | SEMRA RAMNAGAR NARAYAN | 25 KVA | 556
7621 | Damoh | Damoh North | Batiagarh | MAGRON | 11 KV Magrone Ag | Semra Ramnagar | SEMRA RAMNAGAR SANTOSH | 25 KVA | 555
7622 | Damoh | Damoh North | Batiagarh | MAGRON | 11 KV Magrone Ag | Semra Ramnagar | SEMRA RAMNAGAR VEER SINGH | 10 KVA | 551
7623 | Damoh | Damoh North | Batiagarh | MAGRON | 11 KV Magrone Ag | Semra Ramnagar | SEMRA RAMNAGAR UJYAAR SINGH | 25 KVA | 550
7624 | Damoh | Damoh North | Batiagarh | MAGRON | 11 KV Magrone Ag | Perwara | SEMRA RAMNAGAR JASUWA | 25 KVA | 544
7625 | Damoh | Damoh North | Batiagarh | MAGRON | 11 KV Magrone Ag | Magron | SEMRA RAMNAGAR HARIRAM | 25 KVA | 537
7626 | Damoh | Damoh North | Batiagarh | MAGRON | 11 KV Magrone Ag | Magron | SEMRA RAMNAGAR MAHADEV | 25 KVA | 536
7627 | Damoh | Damoh North | Batiagarh | MAGRON | 11 KV Magrone Ag | Magron | SEMRAHAAR ATUL JAIN | 25 KVA | 535
7628 | Damoh | Damoh North | Batiagarh | MAGRON | 11 KV Magrone Ag | Magron | SEMRAHAAR RAJENDRA | 25 KVA | 534
7629 | Damoh | Damoh North | Batiagarh | MAGRON | 11 KV Magrone Ag | Magron | SAGRON POORAN | 25 KVA | 515
7630 | Damoh | Damoh North | Batiagarh | MAGRON | 11 KV Magrone Ag | Magron | SAGRON PARSOTTAM | 25 KVA | 513
7631 | Damoh | Damoh North | Batiagarh | MAGRON | 11 KV Magrone Ag | Magron | SAGRON MAHANTDAS | 25 KVA | 510
7632 | Damoh | Damoh North | Batiagarh | MAGRON | 11 KV Magrone Ag | Magron | SAGRON BHAV SINGH | 25 KVA | 509
7633 | Damoh | Damoh North | Batiagarh | MAGRON | 11 KV Magrone Ag | Kanora Ramnagar | MAGRON JAGDEESH GAUTAM | 100 KVA | 659
7634 | Damoh | Damoh North | Batiagarh | MAGRON | 11 KV Magrone Ag | Kanora Ramnagar | MAGRON JASHWANT SINGH | 25 KVA | 666
7635 | Damoh | Damoh North | Batiagarh | MAGRON | 11 KV Magrone Ag | Kanora Ramnagar | MAGRON MADAN | 25 KVA | 671
7636 | Damoh | Damoh North | Batiagarh | MAGRON | 11 KV Magrone Ag | Hardua Jamsa | MAGRON BHAGWAN SINGH | 100 KVA | 677
7637 | Damoh | Damoh North | Batiagarh | MAGRON | 11 KV Magrone Ag | Kanora Ramnagar | MAGRON SANTU AHIRWAR | 25 KVA | 683
7638 | Damoh | Damoh North | Batiagarh | MAGRON | 11 KV Magrone Ag | Kanora Ramnagar | MAGRON FERAN SINGH | 25 KVA | 686
7639 | Damoh | Damoh North | Batiagarh | MAGRON | 11 KV Hardua Ag | Magron | MAGRON ASHOK DUBEY | 25 KVA | 7
7640 | Damoh | Damoh North | Batiagarh | MAGRON | 11 KV Hardua Ag | Nibora Ramnagar | PRITAM SINGH WALA | 25 KVA | 9
7641 | Damoh | Damoh North | Batiagarh | MAGRON | 11 KV Hardua Ag | Nibora Ramnagar | UDAY CHANDR WALA | 25 KVA | 12
7642 | Damoh | Damoh North | Batiagarh | MAGRON | 11 KV Hardua Ag | Nibora Ramnagar | BAIRAGI WALA | 25 KVA | 15
7643 | Damoh | Damoh North | Batiagarh | MAGRON | 11 KV Hardua Ag | Nibora Ramnagar | SHITAL ATHYA MAGRON | 25 KVA | 17
7644 | Damoh | Damoh North | Batiagarh | MAGRON | 11 KV Hardua Ag | Nibora Ramnagar | KALU WALA MAGRON | 25 KVA | 19
7645 | Damoh | Damoh North | Batiagarh | MAGRON | 11 KV Hardua Ag | Magron | DHANIRAM WALA MAGRON | 100 KVA | 27
7646 | Damoh | Damoh North | Batiagarh | MAGRON | 11 KV Hardua Ag | Magron | GANEEM KAN MAGRON | 100 KVA | 38
7647 | Damoh | Damoh North | Batiagarh | MAGRON | 11 KV Hardua Ag | Magron | NARAYAN WALA MAGRON | 63 KVA | 44
7648 | Damoh | Damoh North | Batiagarh | MAGRON | 11 KV Hardua Ag | Sagron | JAAHAR SINGH SAGRON | 100 KVA | 47
7649 | Damoh | Damoh North | Batiagarh | MAGRON | 11 KV Hardua Ag | Sagron | LAXMAN SINGH SAGRON | 100 KVA | 52
7650 | Damoh | Damoh North | Batiagarh | MAGRON | 11 KV Hardua Ag | Sagron | TEERATH SINGH SAGRON | 100 KVA | 56
7651 | Damoh | Damoh North | Batiagarh | MAGRON | 11 KV Hardua Ag | Hardua Jamsa | SANJAY TIWARI MAGRON | 100 KVA | 68
7652 | Damoh | Damoh North | Batiagarh | MAGRON | 11 KV Hardua Ag | Hardua Jamsa | SEVAK AHIRWAR HARDUA | 25 KVA | 79
7653 | Damoh | Damoh North | Batiagarh | MAGRON | 11 KV Hardua Ag | Hardua Jamsa | IDUR SINGH HARDUA | 25 KVA | 85
7654 | Damoh | Damoh North | Batiagarh | MAGRON | 11 KV Hardua Ag | Hardua Jamsa | RALLI SINGH HARDUA | 100 KVA | 86
7655 | Damoh | Damoh North | Batiagarh | MAGRON | 11 KV Hardua Ag | Hardua Jamsa | UDAYBHAN SINGH HARDUA | 100 KVA | 104
7656 | Damoh | Damoh North | Batiagarh | MAGRON | 11 KV Hardua Ag | Hardua Jamsa | UJYAR SINGH MAGRON | 63 KVA | 108
7657 | Damoh | Damoh North | Batiagarh | MAGRON | 11 KV Hardua Ag | Hardua Jamsa | JODHAN SINGH HARDUA | 100 KVA | 117
7658 | Damoh | Damoh North | Batiagarh | MAGRON | 11 KV Hardua Ag | Magron | SHUSHUL CHAUBEY HARDUA | 25 KVA | 126
7659 | Damoh | Damoh North | Batiagarh | MAGRON | 11 KV Hardua Ag | Magron | RAMBATI HARDUA | 25 KVA | 131
7660 | Damoh | Damoh North | Batiagarh | MAGRON | 11 KV Hardua Ag | Sagron | PAPPU TIWARI HARDUA | 25 KVA | 133
7661 | Damoh | Damoh North | Batiagarh | MAGRON | 11 KV Hardua Ag | Sagron | RAJU HARDUA | 25 KVA | 138
7662 | Damoh | Damoh North | Batiagarh | MAGRON | 11 KV Hardua Ag | Sagron | SURESH HARDUA | 25 KVA | 149
7663 | Damoh | Damoh North | Batiagarh | MAGRON | 11 KV Hardua Ag | Sagron | KAMAL RANI HARDUA | 25 KVA | 154
7664 | Damoh | Damoh North | Batiagarh | MAGRON | 11 KV Hardua Ag | Sagron | TARACHARAN SONKIYA HARDUA | 25 KVA | 159
7665 | Damoh | Damoh North | Batiagarh | MAGRON | 11 KV Hardua Ag | Sagron | RASOOLAN BI HARDUA | 25 KVA | 166
7666 | Damoh | Damoh North | Batiagarh | MAGRON | 11 KV Hardua Ag | Sagron | DEVPRABHAT TIWARI HARDUA | 100 KVA | 172
7667 | Damoh | Damoh North | Batiagarh | MAGRON | 11 KV Belabeli AG | Nibora Ramnagar | NIBORA RAMNAGAR HEMANT CHAUBEY | 25 KVA | 24
7668 | Damoh | Damoh North | Batiagarh | MAGRON | 11 KV Belabeli AG | Nibora Ramnagar | NIBORA RAMNAGAR RAMDAS PATEL | 25 KVA | 28
7669 | Damoh | Damoh North | Batiagarh | MAGRON | 11 KV Belabeli AG | Nibora Ramnagar | KANORA RAMNAGAR KASTUSI SEN | 100 KVA | 36
7670 | Damoh | Damoh North | Batiagarh | MAGRON | 11 KV Belabeli AG | Ghughas | GHUUGHAS WALA | 100 KVA | 58
7671 | Damoh | Damoh North | Batiagarh | MAGRON | 11 KV Belabeli AG | Kanora Ramnagar | KANORA RAMNAGAR MOHAN PATEL | 25 KVA | 84
7672 | Damoh | Damoh North | Batiagarh | MAGRON | 11 KV Belabeli AG | Kanora Ramnagar | GHUGHAS WALA 2 | 25 KVA | 97
7673 | Damoh | Damoh North | Batiagarh | MAGRON | 11 KV Belabeli AG | Nibora Ramnagar | NIBORA RAMNAGAR RAMPRASAD | 100 KVA | 105
7674 | Damoh | Damoh North | Batiagarh | MAGRON | 11 KV Belabeli AG | Sunwaha | VISHRAM SINGH | 25 KVA | 117
7675 | Damoh | Damoh North | Batiagarh | MAGRON | 11 KV Belabeli AG | Sunwaha | SUNWAHA SHUKHDEV | 25 KVA | 120
7676 | Damoh | Damoh North | Batiagarh | MAGRON | 11 KV Belabeli AG | Jhagri Kabirpur | SEMRA GEERAN SINGH | 25 KVA | 134
7677 | Damoh | Damoh North | Batiagarh | MAGRON | 11 KV Belabeli AG | Jhagri Kabirpur | SEMRA RAMNAGAR GEERAN SINGH | 25 KVA | 135
7678 | Damoh | Damoh North | Batiagarh | MAGRON | 11 KV Belabeli AG | Sunwaha | SUNWAHA MUKESH TRIPATHI | 25 KVA | 140
7679 | Damoh | Damoh North | Batiagarh | MAGRON | 11 KV Belabeli AG | Sunwaha | JAAGARI DHARMENDRA PATEL | 25 KVA | 146
7680 | Damoh | Damoh North | Batiagarh | MAGRON | 11 KV Belabeli AG | Jhagri Kabirpur | JHHAGRI PREMNARAYAN | 25 KVA | 150
7681 | Damoh | Damoh North | Batiagarh | MAGRON | 11 KV Belabeli AG | Jhagri Kabirpur | JHHAGRI RAJENDRA SINGH | 25 KVA | 153
7682 | Damoh | Damoh North | Batiagarh | MAGRON | 11 KV Belabeli AG | Jhagri Kabirpur | JHHAGRI MADAN PATEL | 25 KVA | 156
7683 | Damoh | Damoh North | Batiagarh | MAGRON | 11 KV Belabeli AG | Jhagri Kabirpur | JHHAGRI RATIRAM | 25 KVA | 159
7684 | Damoh | Damoh North | Batiagarh | MAGRON | 11 KV Belabeli AG | Jhagri Kabirpur | JHHAGRI AJAY PATEL | 25 KVA | 160
7685 | Damoh | Damoh North | Batiagarh | MAGRON | 11 KV Belabeli AG | Jhagri Kabirpur | JHHAGRIMADHAV PATEL | 25 KVA | 162
7686 | Damoh | Damoh North | Batiagarh | MAGRON | 11 KV Belabeli AG | Jhagri Kabirpur | JHHAGRI SANTOSH | 25 KVA | 166
7687 | Damoh | Damoh North | Batiagarh | MAGRON | 11 KV Belabeli AG | Jhagri Kabirpur | JHHAGRI REVARAM | 100 KVA | 173
7688 | Damoh | Damoh North | Batiagarh | MAGRON | 11 KV Belabeli AG | Jhagri Kabirpur | JHHAGRI RAMESHWAR PATEL | 25 KVA | 174
7689 | Damoh | Damoh North | Batiagarh | MAGRON | 11 KV Belabeli AG | Jhagri Kabirpur | JHHAGRI PARSOTTAM | 25 KVA | 178
7690 | Damoh | Damoh North | Batiagarh | MAGRON | 11 KV Belabeli AG | Jhagri Kabirpur | JHHAGRIBALKISHUN PATEL | 25 KVA | 184
7691 | Damoh | Damoh North | Batiagarh | MAGRON | 11 KV Belabeli AG | Jhagri Kabirpur | BELA BADRYPRASAD | 25 KVA | 189
7692 | Damoh | Damoh North | Batiagarh | MAGRON | 11 KV Belabeli AG | Jhagri Kabirpur | BELI SOORAJ PATEL | 25 KVA | 196
7693 | Damoh | Damoh North | Batiagarh | MAGRON | 11 KV Belabeli AG | Jhagri Kabirpur | BELI KRSHAN KUMAR | 25 KVA | 198
7694 | Damoh | Damoh North | Batiagarh | MAGRON | 11 KV Belabeli AG | Purwa | BELI KESHAW PATEL | 25 KVA | 202
7695 | Damoh | Damoh North | Batiagarh | MAGRON | 11 KV Belabeli AG | Jhagri Kabirpur | BELI JAGDEESH | 25 KVA | 211
7696 | Damoh | Damoh North | Batiagarh | MAGRON | 11 KV Belabeli AG | Semra Ramnagar | BELI ANITA | 25 KVA | 219
7697 | Damoh | Damoh North | Batiagarh | MAGRON | 11 KV Belabeli AG | Semra Ramnagar | BELI MAHESH KURMI | 100 KVA | 222
7698 | Damoh | Damoh North | Batiagarh | MAGRON | 11 KV Belabeli AG | Semra Ramnagar | BELI PRAKASH PATEL | 25 KVA | 229
7699 | Damoh | Damoh North | Batiagarh | MAGRON | 11 KV Belabeli AG | Semra Ramnagar | BELI DWARKA PATEL | 25 KVA | 233
7701 | Damoh | Damoh North | Batiagarh | MAGRON | 11 KV Belabeli AG | Jhagri Kabirpur | PURWA MEGHRAJ WALA | 25 KVA | 254
7702 | Damoh | Damoh North | Batiagarh | MAGRON | 11 KV Belabeli AG | Jhagri Kabirpur | PURWA BALDAU CHAUBE | 25 KVA | 258
7703 | Damoh | Damoh North | Batiagarh | MAGRON | 11 KV Belabeli AG | Purwa | PURWA RAMESH PATEL | 25 KVA | 259
7704 | Damoh | Damoh North | Batiagarh | MAGRON | 11 KV Belabeli AG | Purwa | RUSHANDO AMRIT PAL | 25 KVA | 264
7705 | Damoh | Damoh North | Batiagarh | MAGRON | 11 KV Belabeli AG | Rusando | RUSHANDO GHAMSHAYAM WALA | 25 KVA | 268
7706 | Damoh | Damoh North | Batiagarh | MAGRON | 11 KV Belabeli AG | Purwa | BELA ISHAWAR PRSAD | 100 KVA | 276
7707 | Damoh | Damoh North | Batiagarh | MAGRON | 11 KV Belabeli AG | Purwa | PURWA HETRAM | 100 KVA | 289
7708 | Damoh | Damoh North | Batiagarh | MAGRON | 11 KV Belabeli AG | Purwa | PURWA GYA ATHYA | 100 KVA | 292
7709 | Damoh | Damoh North | Batiagarh | MAGRON | 11 KV Belabeli AG | Purwa | PURWA PUNJI LAL | 100 KVA | 296
7710 | Damoh | Damoh North | Batiagarh | MAGRON | 11 KV Belabeli AG | Purwa | KHEJRA LAXMI RANI BASOR | 100 KVA | 297
7711 | Damoh | Damoh North | Batiagarh | MAGRON | 11 KV Belabeli AG | Purwa | KHEJRA GHINNU AHIRWAR | 25 KVA | 304
7712 | Damoh | Damoh North | Batiagarh | MAGRON | 11 KV Belabeli AG | Beli | BELA SCHOOL WALA | 100 KVA | 309
7713 | Damoh | Damoh North | Batiagarh | MAGRON | 11 KV Belabeli AG | Beli | BELA NADI WALA 1 | 100 KVA | 315
7714 | Damoh | Damoh North | Batiagarh | MAGRON | 11 KV Belabeli AG | Beli | BELA NADI WALA | 100 KVA | 326
7715 | Damoh | Damoh North | Batiagarh | MAGRON | 11 KV Belabeli AG | Bela Purwa | BELA NADIWALA 2 | 100 KVA | 333
7716 | Damoh | Damoh North | Batiagarh | MAGRON | 11 KV Belabeli AG | Bela Purwa | BELA RADHA RANI | 100 KVA | 339
7717 | Damoh | Damoh North | Batiagarh | MAGRON | 11 KV Belabeli AG | Bela Purwa | BELA UMA RANI | 100 KVA | 344
7718 | Damoh | Damoh North | Batiagarh | MAGRON | 11 KV Belabeli AG | Bela Purwa | PAIRWARA VIJAY SINGH | 100 KVA | 352
7719 | Damoh | Damoh North | Batiagarh | MAGRON | 11 KV Belabeli AG | Bela Purwa | PAIRWARA SHARDA PATEL | 100 KVA | 358
7720 | Damoh | Damoh North | Batiagarh | MAGRON | 11 KV Ghughas DL | Nibora Ramnagar | SUNWAHA BASTI | 25 KVA | 21
7721 | Damoh | Damoh North | Batiagarh | MAGRON | 11 KV Ghughas DL | Nibora Ramnagar | BSNL TOWER WALA | 100 KVA | 40
7722 | Damoh | Damoh North | Batiagarh | MAGRON | 11 KV Ghughas DL | Nibora Ramnagar | SUNWAHA BASTI 3 | 25 KVA | 41
7723 | Damoh | Damoh North | Batiagarh | MAGRON | 11 KV Ghughas DL | Sunwaha | SUNWAHA BASTI 4 | 25 KVA | 42
7724 | Damoh | Damoh North | Batiagarh | MAGRON | 11 KV Ghughas DL | Sunwaha | SUNWAHA WETER BOX | 25 KVA | 43
7725 | Damoh | Damoh North | Batiagarh | MAGRON | 11 KV Ghughas DL | Jhagri Kabirpur | JHHAGRI BASTI | 25 KVA | 75
7726 | Damoh | Damoh North | Batiagarh | MAGRON | 11 KV Ghughas DL | Jhagri Kabirpur | JHHAGRI SCHOOL WALA | 25 KVA | 80
7727 | Damoh | Damoh North | Batiagarh | MAGRON | 11 KV Ghughas DL | Jhagri Kabirpur | JHHAGRI BASTI 2 | 25 KVA | 81
7728 | Damoh | Damoh North | Batiagarh | MAGRON | 11 KV Ghughas DL | Jhagri Kabirpur | JHHAGRI HARIJAN WALA | 25 KVA | 85
7729 | Damoh | Damoh North | Batiagarh | MAGRON | 11 KV Ghughas DL | Semra Ramnagar | BELI NARWA WALA | 25 KVA | 107
7730 | Damoh | Damoh North | Batiagarh | MAGRON | 11 KV Ghughas DL | Semra Ramnagar | BELI HARIJAN WALA | 25 KVA | 113
7731 | Damoh | Damoh North | Batiagarh | MAGRON | 11 KV Ghughas DL | Semra Ramnagar | BELI BASTI WALA | 25 KVA | 118
7732 | Damoh | Damoh North | Batiagarh | MAGRON | 11 KV Ghughas DL | Semra Ramnagar | BELI SHALA WALA | 25 KVA | 124
7733 | Damoh | Damoh North | Batiagarh | MAGRON | 11 KV Ghughas DL | Bela Purwa | PAIRWARA BASTI | 25 KVA | 149
7734 | Damoh | Damoh North | Batiagarh | MAGRON | 11 KV Ghughas DL | Bela Purwa | PAIRWARA CHAKKI WALA | 25 KVA | 152
7735 | Damoh | Damoh North | Batiagarh | MAGRON | 11 KV Ghughas DL | Bela Purwa | PAIRWARA TOWER WALA | 25 KVA | 158
7736 | Damoh | Damoh North | Batiagarh | MAGRON | 11 KV Ghughas DL | Beli | BELA BASTI | 25 KVA | 186
7737 | Damoh | Damoh North | Batiagarh | MAGRON | 11 KV Ghughas DL | Beli | BELA MATA WALA | 25 KVA | 194
7738 | Damoh | Damoh North | Batiagarh | MAGRON | 11 KV Ghughas DL | Beli | BELA BASTI 1 | 25 KVA | 201
7739 | Damoh | Damoh North | Batiagarh | MAGRON | 11 KV Ghughas DL | Purwa | PURWA BASTI | 25 KVA | 214
7740 | Damoh | Damoh North | Batiagarh | MAGRON | 11 KV Ghughas DL | Purwa | PURWA BASTI 1 | 25 KVA | 217
7741 | Damoh | Damoh North | Batiagarh | MAGRON | 11 KV Ghughas DL | Khejra Kabirpur | KHEJRA SCHOOL WALA | 25 KVA | 238
7742 | Damoh | Damoh North | Batiagarh | MAGRON | 11 KV Ghughas DL | Khejra Kabirpur | KHEJRA BASTI | 25 KVA | 243
7743 | Damoh | Damoh North | Batiagarh | MAGRON | 11 KV Ghughas DL | Nibora Ramnagar | NIBORA RAMNAGAR BASTI 1 | 25 KVA | 254
7744 | Damoh | Damoh North | Batiagarh | MAGRON | 11 KV Ghughas DL | Nibora Ramnagar | NIBORARAMNAGAR PUMP WALA | 25 KVA | 259
7745 | Damoh | Damoh North | Batiagarh | MAGRON | 11 KV Ghughas DL | Nibora Ramnagar | NIBORARAMNAGAR PUMP WALA 1 | 100 KVA | 261
7746 | Damoh | Damoh North | Batiagarh | MAGRON | 11 KV Ghughas DL | Kanora Ramnagar | KANORA RAMNAGAR CHHAPRA HAR | 25 KVA | 275
7747 | Damoh | Damoh North | Batiagarh | MAGRON | 11 KV Ghughas DL | Nibora Ramnagar | KANORA RAMNAGAR CHHAPRA HAR PUMP WALA 1 | 25 KVA | 278
7748 | Damoh | Damoh North | Batiagarh | MAGRON | 11 KV Ghughas DL | Nibora Ramnagar | KANORA RAMNAGAR CHHAPRA HAR PUMP WALA 2 | 63 KVA | 286
7749 | Damoh | Damoh North | Batiagarh | MAGRON | 11 KV Ghughas DL | Nibora Ramnagar | KANORA RAMNAGAR CHHAPRA HAR PUMP WALA 3 | 25 KVA | 290
7750 | Damoh | Damoh North | Batiagarh | MAGRON | 11 KV Ghughas DL | Nibora Ramnagar | KANORA RAMNAGAR BASTI | 63 KVA | 296
7751 | Damoh | Damoh North | Batiagarh | MAGRON | 11 KV Ghughas DL | Nibora Ramnagar | KANORA RAMNAGAR HARIJAN WALA | 25 KVA | 298
7752 | Damoh | Damoh North | Batiagarh | MAGRON | 11 KV Ghughas DL | Nibora Ramnagar | KANORA RAMNAGAR BASTI 1 | 25 KVA | 302
7753 | Damoh | Damoh North | Batiagarh | MAGRON | 11 KV Ghughas DL | Nibora Ramnagar | KANORA RAMNAGAR WATER BOX | 63 KVA | 303
7754 | Damoh | Damoh North | Batiagarh | MAGRON | 11 KV Ghughas DL | Nibora Ramnagar | KANORA RAMNAGAR PUMP WALA | 100 KVA | 304
7755 | Damoh | Damoh North | Batiagarh | MAGRON | 11 KV Ghughas DL | Kanora Ramnagar | KANORA RAMNAGAR ROD WALA | 25 KVA | 308
7756 | Damoh | Damoh North | Batiagarh | MAGRON | 11 KV Ghughas DL | Kanora Ramnagar | KANORA RAMNAGAR DHARAMDAS WALA | 25 KVA | 321
7757 | Damoh | Damoh North | Batiagarh | MAGRON | 11 KV Ghughas DL | Ghughas | GHUGHAS BASTI | 200 KVA | 336
7758 | Damoh | Damoh North | Batiagarh | MAGRON | 11 KV Ghughas DL | Ghughas | GHUGHAS WATER BOX | 25 KVA | 337
7759 | Damoh | Damoh North | Batiagarh | MAGRON | 11 KV Ghughas DL | Ghughas | GHUGHAS JIO TOWER | 25 KVA | 342
7760 | Damoh | Damoh North | Batiagarh | MAGRON | 11 KV Ghughas DL | Ghughas | GHUGHAS BASTI 1 | 25 KVA | 355
7761 | Damoh | Damoh North | Batiagarh | MAGRON | 11 KV Ghughas DL | Ghughas | GHUGHAS BASTI 2 | 25 KVA | 361
7762 | Damoh | Damoh North | Batiagarh | MAGRON | 11 KV Ghughas DL | Ghughas | GHUGHAS PATAAR | 63 KVA | 386
7763 | Damoh | Damoh North | Batiagarh | MAGRON | 11 KV Ghughas DL | Ghughas | GHUGHAS BASTI | 25 KVA | 390
7764 | Damoh | Damoh North | Batiagarh | MAGRON | 11 KV Ghughas DL | Ghughas | GHUGHAS BASTI | 25 KVA | 402
7765 | Damoh | Damoh North | Batiagarh | MAGRON | 11 KV Ghughas DL | Ghughas | GHUGHAS BASTI | 63 KVA | 406
7766 | Damoh | Damoh North | Batiagarh | MAGRON | 11 KV Ghughas DL | Ghughas | GHUGHAS BASTI | 25 KVA | 408
7767 | Damoh | Damoh North | Pathariya Res | MAILWARA | 11 KV Mailwara DL | Kankarda | KAKARDHA BASTI WALA | 25 KVA | 238
7768 | Damoh | Damoh North | Pathariya Res | MAILWARA | 11 KV Mailwara DL | Kankarda | KAKARDHA BUS STAND | 25 KVA | 235
7769 | Damoh | Damoh North | Pathariya Res | MAILWARA | 11 KV Mailwara DL | Kankarda | MAILWARA DWARKA KE GHAR KE PASS | 25 KVA | 229
7770 | Damoh | Damoh North | Pathariya Res | MAILWARA | 11 KV Mailwara DL | Barkhera Jaisingh | BARKHEDA JAI SINGH SACHIV KE GHAR KE PASS | 25 KVA | 202
7771 | Damoh | Damoh North | Pathariya Res | MAILWARA | 11 KV Mailwara DL | Barkhera Jaisingh | BARKHEDA JAI SINGH DHANAK MOHALLA | 25 KVA | 196
7772 | Damoh | Damoh North | Pathariya Res | MAILWARA | 11 KV Mailwara DL | Barkhera Jaisingh | BARKHEDA VILL ROAD (FS) | 63 KVA | 194
7773 | Damoh | Damoh North | Pathariya Res | MAILWARA | 11 KV Mailwara DL | Barkhera Jaisingh | BARKHEDA JAI SINGH WATER WORKS | 25 KVA | 192
7774 | Damoh | Damoh North | Pathariya Res | MAILWARA | 11 KV Mailwara DL | Guda Piparkhiriya | GOODA PATHARIA | 25 KVA | 184
7775 | Damoh | Damoh North | Pathariya Res | MAILWARA | 11 KV Mailwara DL | Guda Piparkhiriya | GOODA BASTI | 25 KVA | 176
7776 | Damoh | Damoh North | Pathariya Res | MAILWARA | 11 KV Mailwara DL | Guda Piparkhiriya | BARKHEDA BASTI | 25 KVA | 175
7777 | Damoh | Damoh North | Pathariya Res | MAILWARA | 11 KV Mailwara DL | Guda Piparkhiriya | GOODA PATURIYA HAR | 25 KVA | 170
7778 | Damoh | Damoh North | Pathariya Res | MAILWARA | 11 KV Mailwara DL | Bamhori Lidai | PIPARKHIRIYA COLONY | 25 KVA | 155
7779 | Damoh | Damoh North | Pathariya Res | MAILWARA | 11 KV Mailwara DL | Pipar Khiriya Pathariya | PIPARKHIRIYA RGY | 63 KVA | 136
7780 | Damoh | Damoh North | Pathariya Res | MAILWARA | 11 KV Mailwara DL | Pipar Khiriya Pathariya | PIPAR KHIRIYA VILL ROAD (FS) | 25 KVA | 134
7781 | Damoh | Damoh North | Pathariya Res | MAILWARA | 11 KV Mailwara DL | Pipar Khiriya Pathariya | PIPAR KHIRIYA BUS STAND (FS) | 25 KVA | 131
7782 | Damoh | Damoh North | Pathariya Res | MAILWARA | 11 KV Mailwara DL | Pipar Khiriya Pathariya | BILANI YADAV | 25 KVA | 80
7783 | Damoh | Damoh North | Pathariya Res | MAILWARA | 11 KV Mailwara DL | Pipar Khiriya Pathariya | BILANI MOHAN YADAV | 25 KVA | 79
7784 | Damoh | Damoh North | Pathariya Res | MAILWARA | 11 KV Mailwara DL | Pipar Khiriya Pathariya | BILANI SANTOSH YADAV | 25 KVA | 73
7785 | Damoh | Damoh North | Pathariya Res | MAILWARA | 11 KV Mailwara DL | Bilani | BILANI ASHOK YADAV | 25 KVA | 33
7786 | Damoh | Damoh North | Pathariya Res | MAILWARA | 11 KV Mailwara DL | Kankarda | KAMLESH KE GHAR KE PASS | 25 KVA | 244
7787 | Damoh | Damoh North | Pathariya Res | MAILWARA | 11 KV Mailwara DL | Kankarda | KAKARDHA BASTI 63 KVA | 63 KVA | 245
7788 | Damoh | Damoh North | Pathariya Res | MAILWARA | 11 KV Mailwara DL | Kankarda | MAILWARA COLONY | 25 KVA | 248
7789 | Damoh | Damoh North | Pathariya Res | MAILWARA | 11 KV Mailwara DL | Kankarda | MELWARA SHALIKRAM | 25 KVA | 251
7790 | Damoh | Damoh North | Pathariya Res | MAILWARA | 11 KV Mailwara DL | Kankarda | MALWARA BSNL | 100 KVA | 255
7791 | Damoh | Damoh North | Pathariya Res | MAILWARA | 11 KV Mailwara DL | Kankarda | MAILWARA MAIN VILLAGE (FS) | 25 KVA | 257
7792 | Damoh | Damoh North | Pathariya Res | MAILWARA | 11 KV Mailwara DL | Kankarda | MAILWARA ROAD (FS) | 25 KVA | 258
7793 | Damoh | Damoh North | Pathariya Res | MAILWARA | 11 KV Mailwara DL | Kankarda | MAILWARA HANDPUMP (FS) | 25 KVA | 261
7794 | Damoh | Damoh North | Pathariya Res | MAILWARA | 11 KV Mailwara DL | Kankarda | MELWARA HAR DEBI | 25 KVA | 271
7795 | Damoh | Damoh North | Pathariya Res | MAILWARA | 11 KV Mailwara DL | Kankarda | MELWARA BASTI | 100 KVA | 272
7796 | Damoh | Damoh North | Pathariya Res | MAILWARA | 11 KV Mailwara AG | Pipar Khiriya Pathariya | PIPARKHIRIYA PAVAN RAWAT | 25 KVA | 286
7797 | Damoh | Damoh North | Pathariya Res | MAILWARA | 11 KV Mailwara AG | Pipar Khiriya Pathariya | MAILWARA RAMSEVAK | 63 KVA | 275
7798 | Damoh | Damoh North | Pathariya Res | MAILWARA | 11 KV Mailwara AG | Kankarda | KAKARDHA MURLI WALA | 25 KVA | 267
7799 | Damoh | Damoh North | Pathariya Res | MAILWARA | 11 KV Mailwara AG | Kankarda | KAKARDHA VIPUL WALA | 25 KVA | 263
7801 | Damoh | Damoh North | Pathariya Res | MAILWARA | 11 KV Mailwara AG | Kankarda | KAKARDHA HARI SINGH | 25 KVA | 255
7802 | Damoh | Damoh North | Pathariya Res | MAILWARA | 11 KV Mailwara AG | Jagthar | KAKARDHA BAKHAT SINGH | 25 KVA | 254
7803 | Damoh | Damoh North | Pathariya Res | MAILWARA | 11 KV Mailwara AG | Jagthar | KAKARDHA NATTHU PAL | 25 KVA | 250
7804 | Damoh | Damoh North | Pathariya Res | MAILWARA | 11 KV Mailwara AG | Jagthar | KAKARDHA KALYAN SINGH | 25 KVA | 246
7805 | Damoh | Damoh North | Pathariya Res | MAILWARA | 11 KV Mailwara AG | Kankarda | KAKARDHA GHASIRAM WALA | 25 KVA | 240
7806 | Damoh | Damoh North | Pathariya Res | MAILWARA | 11 KV Mailwara AG | Kankarda | KAKARDHA HARISINGH | 25 KVA | 238
7807 | Damoh | Damoh North | Pathariya Res | MAILWARA | 11 KV Mailwara AG | Kankarda | KAKARDHA BHAGIRATH WALA | 25 KVA | 236
7808 | Damoh | Damoh North | Pathariya Res | MAILWARA | 11 KV Mailwara AG | Kankarda | KAKARDHA RUPA BAI | 25 KVA | 231
7809 | Damoh | Damoh North | Pathariya Res | MAILWARA | 11 KV Mailwara AG | Kankarda | KAKARDHA HAR | 25 KVA | 227
7810 | Damoh | Damoh North | Pathariya Res | MAILWARA | 11 KV Mailwara AG | Kankarda | KAKARDHA CHINNE | 25 KVA | 224
7811 | Damoh | Damoh North | Pathariya Res | MAILWARA | 11 KV Mailwara AG | NO VILLAGE FOUND | DTR NOT TAGGED | 25 KVA | 214
7812 | Damoh | Damoh North | Pathariya Res | MAILWARA | 11 KV Mailwara AG | Mehalwara | MAILWARA SHALAKRAM WALA | 25 KVA | 211
7813 | Damoh | Damoh North | Pathariya Res | MAILWARA | 11 KV Mailwara AG | Mehalwara | MAILWARA SHALAKRAM 2 | 25 KVA | 210
7814 | Damoh | Damoh North | Pathariya Res | MAILWARA | 11 KV Mailwara AG | Kankarda | MAILWARA JAGDISH WALA | 100 KVA | 201
7815 | Damoh | Damoh North | Pathariya Res | MAILWARA | 11 KV Mailwara AG | Kankarda | MAILWARA KANHAIYALAL WALA | 25 KVA | 197
7816 | Damoh | Damoh North | Pathariya Res | MAILWARA | 11 KV Mailwara AG | Kankarda | MAILWARA RAMKUMAR WALA | 25 KVA | 187
7817 | Damoh | Damoh North | Pathariya Res | MAILWARA | 11 KV Mailwara AG | Kankarda | MAILWARA SUKHNANDAN WALA | 25 KVA | 184
7818 | Damoh | Damoh North | Pathariya Res | MAILWARA | 11 KV Mailwara AG | Kankarda | MAILWARA DAYAL WALA | 63 KVA | 180
7819 | Damoh | Damoh North | Pathariya Res | MAILWARA | 11 KV Mailwara AG | Kankarda | MAILWARA BALAKDAS1 WALA | 25 KVA | 177
7820 | Damoh | Damoh North | Pathariya Res | MAILWARA | 11 KV Mailwara AG | Pipar Khiriya Pathariya | MAILWARA HARISHCHAND | 25 KVA | 172
7821 | Damoh | Damoh North | Pathariya Res | MAILWARA | 11 KV Mailwara AG | Pipar Khiriya Pathariya | MAILWARA BALAKDAS2 | 25 KVA | 170
7822 | Damoh | Damoh North | Pathariya Res | MAILWARA | 11 KV Mailwara AG | Kankarda | MAILWARA SANTOSH RANI WALA | 25 KVA | 164
7823 | Damoh | Damoh North | Pathariya Res | MAILWARA | 11 KV Mailwara AG | Kankarda | MAILWARA DEVI PRASAD | 25 KVA | 161
7824 | Damoh | Damoh North | Pathariya Res | MAILWARA | 11 KV Mailwara AG | Kankarda | MAILWARA RAMRATI WALA | 25 KVA | 160
7825 | Damoh | Damoh North | Pathariya Res | MAILWARA | 11 KV Mailwara AG | Kankarda | MAILWARA RAMMU WALA | 25 KVA | 157
7826 | Damoh | Damoh North | Pathariya Res | MAILWARA | 11 KV Mailwara AG | Kankarda | MAILWARA BASORI WALA | 25 KVA | 152
7827 | Damoh | Damoh North | Pathariya Res | MAILWARA | 11 KV Mailwara AG | Kankarda | MAILWARA RATIRAM | 25 KVA | 151
7828 | Damoh | Damoh North | Pathariya Res | MAILWARA | 11 KV Mailwara AG | Kankarda | MAILWARA GHASSU KHAN | 25 KVA | 144
7829 | Damoh | Damoh North | Pathariya Res | MAILWARA | 11 KV Mailwara AG | Kankarda | MAILWARA RAJESH WALA | 25 KVA | 141
7830 | Damoh | Damoh North | Pathariya Res | MAILWARA | 11 KV Mailwara AG | Kankarda | MAILWARA KAMALRANI WALA | 25 KVA | 138
7831 | Damoh | Damoh North | Pathariya Res | MAILWARA | 11 KV Mailwara AG | Kankarda | MAILWARA SHALAKRAM SADAR | 25 KVA | 129
7832 | Damoh | Damoh North | Pathariya Res | MAILWARA | 11 KV Mailwara AG | Kankarda | MAILWARA SARMAN WALA | 25 KVA | 125
7833 | Damoh | Damoh North | Pathariya Res | MAILWARA | 11 KV Mailwara AG | Kankarda | MAILWARA GOVERDHAN WALA | 25 KVA | 121
7834 | Damoh | Damoh North | Pathariya Res | MAILWARA | 11 KV Mailwara AG | Kankarda | MAILWARA MALI WALA | 25 KVA | 110
7835 | Damoh | Damoh North | Pathariya Res | MAILWARA | 11 KV Mailwara AG | Kankarda | MAILWARA HARIRAM WALA | 25 KVA | 107
7836 | Damoh | Damoh North | Pathariya Res | MAILWARA | 11 KV Mailwara AG | Kankarda | MAILWARA SANTOSH WALA | 25 KVA | 102
7837 | Damoh | Damoh North | Pathariya Res | MAILWARA | 11 KV Mailwara AG | Pipar Khiriya Pathariya | PIPARKHIRIYA DHEERAJ SINGH | 25 KVA | 98
7838 | Damoh | Damoh North | Pathariya Res | MAILWARA | 11 KV Mailwara AG | Pipar Khiriya Pathariya | PIPARKHIRIYA RAJU WALA | 25 KVA | 96
7839 | Damoh | Damoh North | Pathariya Res | MAILWARA | 11 KV Mailwara AG | Pipar Khiriya Pathariya | MAILWARA GANESH WALA | 25 KVA | 91
7840 | Damoh | Damoh North | Pathariya Res | MAILWARA | 11 KV Mailwara AG | Pipar Khiriya Pathariya | MAILWARA PRATAP SINGH | 25 KVA | 85
7841 | Damoh | Damoh North | Pathariya Res | MAILWARA | 11 KV Mailwara AG | Pipar Khiriya Pathariya | MAILWARA ANANTRAM WALA | 25 KVA | 82
7842 | Damoh | Damoh North | Pathariya Res | MAILWARA | 11 KV Mailwara AG | Pipar Khiriya Pathariya | MAILWARA BHOLA WALA | 25 KVA | 81
7843 | Damoh | Damoh North | Pathariya Res | MAILWARA | 11 KV Mailwara AG | Pipar Khiriya Pathariya | MAILWARA PUSHPENDRA WALA | 25 KVA | 78
7844 | Damoh | Damoh North | Pathariya Res | MAILWARA | 11 KV Mailwara AG | Pipar Khiriya Pathariya | MAILWARA RAMKUMAR 2 | 25 KVA | 73
7845 | Damoh | Damoh North | Pathariya Res | MAILWARA | 11 KV Mailwara AG | Pipar Khiriya Pathariya | MAILWARA BRAJESH WALA | 25 KVA | 71
7846 | Damoh | Damoh North | Pathariya Res | MAILWARA | 11 KV Mailwara AG | Pipar Khiriya Pathariya | MAILWARA LAXMI PRASAD | 25 KVA | 65
7847 | Damoh | Damoh North | Pathariya Res | MAILWARA | 11 KV Mailwara AG | Pipar Khiriya Pathariya | MAILWARA BIHARI WALA | 100 KVA | 61
7848 | Damoh | Damoh North | Pathariya Res | MAILWARA | 11 KV Mailwara AG | Pipar Khiriya Pathariya | BILANI IMRAT YADAV | 25 KVA | 52
7849 | Damoh | Damoh North | Pathariya Res | MAILWARA | 11 KV Mailwara AG | Pipar Khiriya Pathariya | MAILWARA BHEEKAM WALA | 25 KVA | 51
7850 | Damoh | Damoh North | Pathariya Res | MAILWARA | 11 KV Mailwara AG | Pipar Khiriya Pathariya | MAILWARA SACHIV | 25 KVA | 49
7851 | Damoh | Damoh North | Pathariya Res | MAILWARA | 11 KV Mailwara AG | Pipar Khiriya Pathariya | MAILWARA BALIRAM WALA | 25 KVA | 48
7852 | Damoh | Damoh North | Pathariya Res | MAILWARA | 11 KV Mailwara AG | Pipar Khiriya Pathariya | MAILWARA SUKAI WALA | 25 KVA | 45
7853 | Damoh | Damoh North | Pathariya Res | MAILWARA | 11 KV Mailwara AG | Pipar Khiriya Pathariya | MAILWARA HALKU WALA | 25 KVA | 36
7854 | Damoh | Damoh North | Pathariya Res | MAILWARA | 11 KV Mailwara AG | Kankarda | MAILWARA DWARKA2 | 25 KVA | 33
7855 | Damoh | Damoh North | Pathariya Res | MAILWARA | 11 KV Mailwara AG | Kankarda | MAILWARA DWARKA1 WALA | 25 KVA | 32
7856 | Damoh | Damoh North | Pathariya Res | MAILWARA | 11 KV Mailwara AG | Kankarda | MAILWARA KAILASH WALA | 25 KVA | 26
7857 | Damoh | Damoh North | Pathariya Res | MAILWARA | 11 KV Mailwara AG | Kankarda | MAILWARA SANTOSH 2 | 25 KVA | 20
7858 | Damoh | Damoh North | Pathariya Res | MAILWARA | 11 KV Mailwara AG | Pipar Khiriya Pathariya | MAILWARA SADAR WALA | 100 KVA | 297
7859 | Damoh | Damoh North | Pathariya Res | MAILWARA | 11 KV Mailwara AG | Pipar Khiriya Pathariya | PIPARKHIRIYA BASTI WALA | 100 KVA | 298
7860 | Damoh | Damoh North | Pathariya Res | MAILWARA | 11 KV Mailwara AG | Pipar Khiriya Pathariya | PIPARKHIRIYA RAMPRAKASH GOUTAM | 25 KVA | 310
7861 | Damoh | Damoh North | Pathariya Res | MAILWARA | 11 KV Mailwara AG | Pipar Khiriya Pathariya | PIPARKHIRIYA BHIMA RAJAK | 25 KVA | 319
7862 | Damoh | Damoh North | Pathariya Res | MAILWARA | 11 KV Mailwara AG | Pipar Khiriya Pathariya | GUDA HANUMAT SINGH | 25 KVA | 327
7863 | Damoh | Damoh North | Pathariya Res | MAILWARA | 11 KV Mailwara AG | Pipar Khiriya Pathariya | GUDA MALKHAN WALA | 25 KVA | 328
7864 | Damoh | Damoh North | Pathariya Res | MAILWARA | 11 KV Mailwara AG | Pipar Khiriya Pathariya | PIPARKHIRIYA SANJAY CHOUBEY | 25 KVA | 332
7865 | Damoh | Damoh North | Pathariya Res | MAILWARA | 11 KV Mailwara AG | Pipar Khiriya Pathariya | MAILWARA UMRAO WALA | 25 KVA | 338
7866 | Damoh | Damoh North | Pathariya Res | MAILWARA | 11 KV Mailwara AG | Bamhori Lidai | PIPARKHIRIYA RAJDHAR GOUTAM | 25 KVA | 346
7867 | Damoh | Damoh North | Pathariya Res | MAILWARA | 11 KV Mailwara AG | Guda Piparkhiriya | GUDA MUNNA SINGH | 25 KVA | 356
7868 | Damoh | Damoh North | Pathariya Res | MAILWARA | 11 KV Mailwara AG | Guda Piparkhiriya | GUDA BASTI WALA | 100 KVA | 363
7869 | Damoh | Damoh North | Pathariya Res | MAILWARA | 11 KV Mailwara AG | Guda Piparkhiriya | GUDA KARAN SINGH | 16 KVA | 374
7870 | Damoh | Damoh North | Pathariya Res | MAILWARA | 11 KV Mailwara AG | Guda Piparkhiriya | GUDA MURAT SINGH | 25 KVA | 376
7871 | Damoh | Damoh North | Pathariya Res | MAILWARA | 11 KV Mailwara AG | Guda Piparkhiriya | GUDA MAN SINGH | 25 KVA | 379
7872 | Damoh | Damoh North | Pathariya Res | MAILWARA | 11 KV Mailwara AG | Guda Piparkhiriya | GUDA DHAMMAN SINGH | 25 KVA | 381
7873 | Damoh | Damoh North | Pathariya Res | MAILWARA | 11 KV Mailwara AG | Barkhera Jaisingh | BARKHEDA KHILAN SINGH | 25 KVA | 401
7874 | Damoh | Damoh North | Pathariya Res | MAILWARA | 11 KV Mailwara AG | Barkhera Jaisingh | BARKHERA TATTU ATHAYA | 25 KVA | 403
7875 | Damoh | Damoh North | Pathariya Res | MAILWARA | 11 KV Mailwara AG | Barkhera Jaisingh | BARKHERA NARAYAN SINGH | 63 KVA | 413
7876 | Damoh | Damoh North | Pathariya Res | MAILWARA | 11 KV Mailwara AG | Barkhera Jaisingh | BARKHERA RAM SINGH | 25 KVA | 417
7877 | Damoh | Damoh North | Pathariya Res | MAILWARA | 11 KV Mailwara AG | Barkhera Jaisingh | BARKHERA LAL SINGH | 25 KVA | 419
7878 | Damoh | Damoh North | Pathariya Res | MAILWARA | 11 KV Mailwara AG | Barkhera Jaisingh | BARKHERA DEVENDRA SINGH | 25 KVA | 423
7879 | Damoh | Damoh North | Pathariya Res | MAILWARA | 11 KV Mailwara AG | Guda Piparkhiriya | GUDA PARVAT SINGH | 25 KVA | 429
7880 | Damoh | Damoh North | Pathariya Res | MAILWARA | 11 KV Mailwara AG | Guda Piparkhiriya | GUDA JAGDISH SINGH | 25 KVA | 430
7881 | Damoh | Damoh North | Pathariya Res | MAILWARA | 11 KV Mailwara AG | Guda Piparkhiriya | GUDA SAHAB SINGH | 25 KVA | 435
7882 | Damoh | Damoh North | Pathariya Res | MAILWARA | 11 KV Mailwara AG | Guda Piparkhiriya | GUDA VIKRAM SINGH | 25 KVA | 439
7883 | Damoh | Damoh North | Pathariya Res | MAILWARA | 11 KV Mailwara AG | Guda Piparkhiriya | GUDA TAKHAT SINGH | 25 KVA | 445
7884 | Damoh | Damoh North | Pathariya Res | MAILWARA | 11 KV Mailwara AG | Guda Piparkhiriya | GUDA GHUMAN SINGH | 25 KVA | 448
7885 | Damoh | Damoh North | Pathariya Res | MAILWARA | 11 KV Mailwara AG | Guda Piparkhiriya | GUDA KEERAT SINGH | 25 KVA | 449
7886 | Damoh | Damoh North | Pathariya Res | MAILWARA | 11 KV Mailwara AG | Guda Piparkhiriya | GUDA KALU ATHAYA | 25 KVA | 451
7887 | Damoh | Damoh North | Pathariya Res | MAILWARA | 11 KV Mailwara AG | Guda Piparkhiriya | GUDA PATARUA HAR | 100 KVA | 452
7888 | Damoh | Damoh North | Pathariya Res | MAILWARA | 11 KV Mailwara AG | Pipar Khiriya Pathariya | GUDA DURGA WALA | 100 KVA | 457
7889 | Damoh | Damoh North | Pathariya Res | MAILWARA | 11 KV Mailwara AG | Pipar Khiriya Pathariya | GUDA PALTU RAJAK | 25 KVA | 459
7890 | Damoh | Damoh North | Pathariya Res | MAILWARA | 11 KV Mailwara AG | Guda Piparkhiriya | BARKHERA BALCHAND WALA | 25 KVA | 460
7891 | Damoh | Damoh North | Pathariya Res | MAILWARA | 11 KV Mailwara AG | Guda Piparkhiriya | GUDA DEVI SINGH | 25 KVA | 464
7892 | Damoh | Damoh North | Pathariya Res | MAILWARA | 11 KV Mailwara AG | Guda Piparkhiriya | GUDA HANUMAT SINGH2 | 25 KVA | 467
7893 | Damoh | Damoh North | Pathariya Res | MAILWARA | 11 KV Mailwara AG | Barkhera Jaisingh | BARKHERA BASTI WALA | 100 KVA | 475
7894 | Damoh | Damoh North | Pathariya Res | MAILWARA | 11 KV Mailwara AG | Barkhera Jaisingh | BARKHEDA PREETAM SINGH | 25 KVA | 481
7895 | Damoh | Damoh North | Pathariya Res | MAILWARA | 11 KV Mailwara AG | Barkhera Jaisingh | BARKHERA PARSHOTTAM WALA | 16 KVA | 486
7896 | Damoh | Damoh North | Pathariya Res | MAILWARA | 11 KV Mailwara AG | Barkhera Jaisingh | BARKHERA GUDDI BAI | 63 KVA | 489
7897 | Damoh | Damoh North | Pathariya Res | MAILWARA | 11 KV Mailwara AG | Barkhera Jaisingh | BARKHERA KHALAK SINGH | 25 KVA | 490
7898 | Damoh | Damoh North | Pathariya Res | MAILWARA | 11 KV Mailwara AG | Barkhera Jaisingh | BARKHERA SONE SINGH | 25 KVA | 491
7899 | Damoh | Damoh North | Pathariya Res | MAILWARA | 11 KV Mailwara AG | Barkhera Jaisingh | BARKHERA SAHAB SINGH | 25 KVA | 492
7901 | Damoh | Damoh North | Pathariya Res | MAILWARA | 11 KV Satpara Ag | Khiriya Lakhroni | SATPARA GULAI WALA | 25 KVA | 365
7902 | Damoh | Damoh North | Pathariya Res | MAILWARA | 11 KV Satpara Ag | Khiriya Lakhroni | SATPARA LAL SINGH WALA | 25 KVA | 360
7903 | Damoh | Damoh North | Pathariya Res | MAILWARA | 11 KV Satpara Ag | Ghoghra | SATPARA NEELESH WALA | 25 KVA | 356
7904 | Damoh | Damoh North | Pathariya Res | MAILWARA | 11 KV Satpara Ag | Satpara | SATPARA RADHIKARANI WALA | 25 KVA | 354
7905 | Damoh | Damoh North | Pathariya Res | MAILWARA | 11 KV Satpara Ag | Khiriya Lakhroni | SATPARA PEER WALA | 25 KVA | 347
7906 | Damoh | Damoh North | Pathariya Res | MAILWARA | 11 KV Satpara Ag | Ghoghra | SATPARA RAMGADA BASTI WALA | 100 KVA | 333
7907 | Damoh | Damoh North | Pathariya Res | MAILWARA | 11 KV Satpara Ag | Madiya Lakhroni | SATPARA RAJESH WALA | 25 KVA | 308
7908 | Damoh | Damoh North | Pathariya Res | MAILWARA | 11 KV Satpara Ag | Madiya Lakhroni | SATPARA RAMGOPAL WALA | 25 KVA | 304
7909 | Damoh | Damoh North | Pathariya Res | MAILWARA | 11 KV Satpara Ag | Madiya Lakhroni | SATPARA MADAN WALA | 25 KVA | 300
7910 | Damoh | Damoh North | Pathariya Res | MAILWARA | 11 KV Satpara Ag | Madiya Lakhroni | SATPARA KUSUMRANI WALA | 25 KVA | 297
7911 | Damoh | Damoh North | Pathariya Res | MAILWARA | 11 KV Satpara Ag | Madiya Lakhroni | SATPARA PREVEEN WALA | 16 KVA | 290
7912 | Damoh | Damoh North | Pathariya Res | MAILWARA | 11 KV Satpara Ag | Madiya Lakhroni | SATPARA LAKHAN WALA | 25 KVA | 282
7913 | Damoh | Damoh North | Pathariya Res | MAILWARA | 11 KV Satpara Ag | Satpara | SATPARA MAKHAN WALA | 25 KVA | 265
7914 | Damoh | Damoh North | Pathariya Res | MAILWARA | 11 KV Satpara Ag | Jagthar | SATPARA SUGREEM WALA | 25 KVA | 260
7915 | Damoh | Damoh North | Pathariya Res | MAILWARA | 11 KV Satpara Ag | Satpara | SATPARA LALLU WALA | 25 KVA | 254
7916 | Damoh | Damoh North | Pathariya Res | MAILWARA | 11 KV Satpara Ag | Satpara | SATPARA BASUDEV WALA | 25 KVA | 253
7917 | Damoh | Damoh North | Pathariya Res | MAILWARA | 11 KV Satpara Ag | Jagthar | SATPARA MAHENDRA KMP | 16 KVA | 245
7918 | Damoh | Damoh North | Pathariya Res | MAILWARA | 11 KV Satpara Ag | Madiya Lakhroni | SATPARA RAJA BHAIYA WALA | 25 KVA | 238
7919 | Damoh | Damoh North | Pathariya Res | MAILWARA | 11 KV Satpara Ag | Madiya Lakhroni | SATPARA NATTHU WALA | 25 KVA | 233
7920 | Damoh | Damoh North | Pathariya Res | MAILWARA | 11 KV Satpara Ag | Jagthar | SATPARA BHOLE WALA | 25 KVA | 226
7921 | Damoh | Damoh North | Pathariya Res | MAILWARA | 11 KV Satpara Ag | Jagthar | SATPARA KASHIRAM WALA | 25 KVA | 216
7922 | Damoh | Damoh North | Pathariya Res | MAILWARA | 11 KV Satpara Ag | Jagthar | SATPARA SANTOSH WALA | 25 KVA | 210
7923 | Damoh | Damoh North | Pathariya Res | MAILWARA | 11 KV Satpara Ag | Jagthar | SATPARA BHAGWANDAS WALA | 25 KVA | 209
7924 | Damoh | Damoh North | Pathariya Res | MAILWARA | 11 KV Satpara Ag | Jagthar | JAGTHAR MOTILAL PADAM JAIN KAY | 63 KVA | 196
7925 | Damoh | Damoh North | Pathariya Res | MAILWARA | 11 KV Satpara Ag | Jagthar | JAGTHAR LEELABATI KAY | 25 KVA | 190
7926 | Damoh | Damoh North | Pathariya Res | MAILWARA | 11 KV Satpara Ag | Jagthar | JAGTHAR CHALI KAY | 25 KVA | 184
7927 | Damoh | Damoh North | Pathariya Res | MAILWARA | 11 KV Satpara Ag | Jagthar | JAGTHAR MAHENDRA PATEL-KS(FS) | 25 KVA | 181
7928 | Damoh | Damoh North | Pathariya Res | MAILWARA | 11 KV Satpara Ag | Jagthar | MADIYA SEMAN RAI -KS(FS) | 25 KVA | 180
7929 | Damoh | Damoh North | Pathariya Res | MAILWARA | 11 KV Satpara Ag | Jagthar | JAGTHAR GANESH HOUSE-KS(FS) | 25 KVA | 178
7930 | Damoh | Damoh North | Pathariya Res | MAILWARA | 11 KV Satpara Ag | Jagthar | JAGTHAR KERBANA ROAD-KS(FS) | 25 KVA | 170
7931 | Damoh | Damoh North | Pathariya Res | MAILWARA | 11 KV Satpara Ag | Jagthar | JAGTHAR KASHIRAM SAHU KAY | 25 KVA | 165
7932 | Damoh | Damoh North | Pathariya Res | MAILWARA | 11 KV Satpara Ag | Jagthar | SUKHA BADDU WALA | 25 KVA | 153
7933 | Damoh | Damoh North | Pathariya Res | MAILWARA | 11 KV Satpara Ag | Kankarda | SUKHA VINOD WALA | 25 KVA | 138
7934 | Damoh | Damoh North | Pathariya Res | MAILWARA | 11 KV Satpara Ag | Kankarda | SUKHA KASHIRAM WALA | 25 KVA | 135
7935 | Damoh | Damoh North | Pathariya Res | MAILWARA | 11 KV Satpara Ag | Kankarda | SUKHA VISHNU SAHU WALA | 25 KVA | 134
7936 | Damoh | Damoh North | Pathariya Res | MAILWARA | 11 KV Satpara Ag | Kankarda | SUKHA MAMMA WALA | 25 KVA | 130
7937 | Damoh | Damoh North | Pathariya Res | MAILWARA | 11 KV Satpara Ag | Kankarda | SUKHA HALLU WALA | 25 KVA | 121
7938 | Damoh | Damoh North | Pathariya Res | MAILWARA | 11 KV Satpara Ag | Kankarda | SUKHA SAMDARIYA WALA2 | 25 KVA | 117
7939 | Damoh | Damoh North | Pathariya Res | MAILWARA | 11 KV Satpara Ag | Sukha | SUKHA MUNNA WALA | 25 KVA | 107
7940 | Damoh | Damoh North | Pathariya Res | MAILWARA | 11 KV Satpara Ag | Sukha | SUKHA BIHARI WALA | 25 KVA | 102
7941 | Damoh | Damoh North | Pathariya Res | MAILWARA | 11 KV Satpara Ag | Kankarda | SUKHA NANNU WALA | 25 KVA | 98
7942 | Damoh | Damoh North | Pathariya Res | MAILWARA | 11 KV Satpara Ag | Sukha | SUKHA LAMARDAAR WALA | 25 KVA | 93
7943 | Damoh | Damoh North | Pathariya Res | MAILWARA | 11 KV Satpara Ag | Jagthar | SUKHA BINDRAVAN WALA | 25 KVA | 92
7944 | Damoh | Damoh North | Pathariya Res | MAILWARA | 11 KV Satpara Ag | Sukha | SUKHA FOJDAR WALA | 25 KVA | 90
7945 | Damoh | Damoh North | Pathariya Res | MAILWARA | 11 KV Satpara Ag | Sukha | SUKHA RAMSWAROOP WALA | 25 KVA | 85
7946 | Damoh | Damoh North | Pathariya Res | MAILWARA | 11 KV Satpara Ag | Sukha | SUKHA TIKKU WALA | 100 KVA | 80
7947 | Damoh | Damoh North | Pathariya Res | MAILWARA | 11 KV Satpara Ag | Sukha | SUKHA GOLU WALA | 25 KVA | 62
7948 | Damoh | Damoh North | Pathariya Res | MAILWARA | 11 KV Satpara Ag | Sukha | SUKHA MAKHAN WALA | 25 KVA | 54
7949 | Damoh | Damoh North | Pathariya Res | MAILWARA | 11 KV Satpara Ag | Sukha | SUKHA HARISHANKAR WALA | 25 KVA | 49
7950 | Damoh | Damoh North | Pathariya Res | MAILWARA | 11 KV Satpara Ag | Sukha | SUKHA SATISH WALA | 25 KVA | 47
7951 | Damoh | Damoh North | Pathariya Res | MAILWARA | 11 KV Satpara Ag | Sukha | SUKHA SHANKAR WALA | 25 KVA | 42
7952 | Damoh | Damoh North | Pathariya Res | MAILWARA | 11 KV Satpara Ag | Sukha | SUKHA MUKESH WALA | 63 KVA | 38
7953 | Damoh | Damoh North | Pathariya Res | MAILWARA | 11 KV Satpara Ag | Sukha | SUKHA BKRELAL WALA | 100 KVA | 32
7954 | Damoh | Damoh North | Pathariya Res | MAILWARA | 11 KV Satpara Ag | Kankarda | SUKHA MAFIDAR WALA | 25 KVA | 20
7955 | Damoh | Damoh North | Pathariya Res | MAILWARA | 11 KV Satpara Ag | Sukha | SUKHA RAJU WALA | 25 KVA | 17
7956 | Damoh | Damoh North | Pathariya Res | MAILWARA | 11 KV Satpara Ag | Sukha | SUKHA SHRIRAM WALA | 25 KVA | 11
7957 | Damoh | Damoh North | Pathariya Res | MAILWARA | 11 KV Satpara Ag | Khiriya Lakhroni | SATPARA BUTHE WALA | 25 KVA | 383
7958 | Damoh | Damoh North | Pathariya Res | MAILWARA | 11 KV Satpara Ag | Satpara | SATPARA KHALAK SINGH WALA | 25 KVA | 389
7959 | Damoh | Damoh North | Pathariya Res | MAILWARA | 11 KV Satpara Ag | Satpara | SATPARA TIJAI WALA | 25 KVA | 391
7960 | Damoh | Damoh North | Pathariya Res | MAILWARA | 11 KV Satpara Ag | Khiriya Lakhroni | SATPARA PYARELAL WALA | 25 KVA | 399
7961 | Damoh | Damoh North | Pathariya Res | MAILWARA | 11 KV Satpara Ag | Satpara | SATPARA MULLE WALA | 100 KVA | 401
7962 | Damoh | Damoh North | Pathariya Res | MAILWARA | 11 KV Satpara Ag | Neguwan | SATPARA SHYAM WALA | 63 KVA | 407
7963 | Damoh | Damoh North | Pathariya Res | MAILWARA | 11 KV Satpara Ag | Neguwan | SATPARA PRABHU WALA | 25 KVA | 408
7964 | Damoh | Damoh North | Pathariya Res | MAILWARA | 11 KV Satpara Ag | Neguwan | SATPARA HALLU WALA | 25 KVA | 410
7965 | Damoh | Damoh North | Pathariya Res | MAILWARA | 11 KV Satpara Ag | Khiriya Lakhroni | SATPARA RAJA BHAIYA WALA2 | 25 KVA | 416
7966 | Damoh | Damoh North | Pathariya Res | MAILWARA | 11 KV Satpara Ag | Khiriya Lakhroni | SATPARA BALMUKUND WALA | 25 KVA | 429
7967 | Damoh | Damoh North | Pathariya Res | MAILWARA | 11 KV Satpara Ag | Khiriya Lakhroni | SATPARA JEEVEN WALA | 25 KVA | 435
7968 | Damoh | Damoh North | Pathariya Res | MAILWARA | 11 KV Satpara Ag | Satpara | SATPARA BHAGWANDAS WALA2 | 25 KVA | 438
7969 | Damoh | Damoh North | Pathariya Res | MAILWARA | 11 KV Satpara Ag | Satpara | SATPARA PRABHU DIXIT WALA | 25 KVA | 447
7970 | Damoh | Damoh North | Pathariya Res | MAILWARA | 11 KV Satpara Ag | Satpara | SATPARA BADRI WALA | 25 KVA | 450
7971 | Damoh | Damoh North | Pathariya Res | MAILWARA | 11 KV Satpara Ag | Satpara | SATPARA RAMLI WALA | 25 KVA | 451
7972 | Damoh | Damoh North | Pathariya Res | MAILWARA | 11 KV Satpara Ag | Satpara | SATPARA UTTAM SINGH WALA | 25 KVA | 454
7973 | Damoh | Damoh North | Pathariya Res | MAILWARA | 11 KV Satpara Ag | Satpara | SATPARA KAMLAPAT WALA | 25 KVA | 463
7974 | Damoh | Damoh North | Pathariya Res | MAILWARA | 11 KV Satpara Ag | Satpara | SATPARA KALU WALA | 25 KVA | 466
7975 | Damoh | Damoh North | Pathariya Res | MAILWARA | 11 KV Satpara Ag | Satpara | SATPARA SACHIV WALA | 63 KVA | 470
7976 | Damoh | Damoh North | Pathariya Res | MAILWARA | 11 KV Satpara Ag | Satpara | SATPARA KASHIRAM KURMI WALA | 25 KVA | 474
7977 | Damoh | Damoh North | Pathariya Res | MAILWARA | 11 KV Satpara Ag | Satpara | SATPARA GOPI WALA | 25 KVA | 475
7978 | Damoh | Damoh North | Pathariya Res | MAILWARA | 11 KV Satpara Ag | Satpara | SATPARA MOHAN WALA | 25 KVA | 483
7979 | Damoh | Damoh North | Pathariya Res | MAILWARA | 11 KV Satpara Ag | Satpara | SATPARA TULSIRAM WALA | 25 KVA | 492
7980 | Damoh | Damoh North | Pathariya Res | MAILWARA | 11 KV Satpara Ag | Satpara | SATPARA MAHENDRA WALA | 25 KVA | 500
7981 | Damoh | Damoh North | Pathariya Res | MAILWARA | 11 KV Satpara Ag | Satpara | SATPARA GIRDHARI WALA | 25 KVA | 502
7982 | Damoh | Damoh North | Pathariya Res | MAILWARA | 11 KV Satpara Ag | Satpara | SATPARA HALLU WALA | 25 KVA | 506
7983 | Damoh | Damoh North | Pathariya Res | MAILWARA | 11 KV Satpara Ag | Satpara | SATPARA BAHALI WALA | 25 KVA | 509
7984 | Damoh | Damoh North | Pathariya Res | MAILWARA | 11 KV Satpara Ag | Satpara | SATPARA ANNU WALA | 63 KVA | 515
7985 | Damoh | Damoh North | Pathariya Res | MAILWARA | 11 KV Satpara Ag | Khiriya Lakhroni | SATPARA DWARKA WALA | 25 KVA | 519
7986 | Damoh | Damoh North | Pathariya Res | MAILWARA | 11 KV Satpara Ag | Khiriya Lakhroni | KHIRIYA LAKHRONI NATTHU WALA | 100 KVA | 526
7987 | Damoh | Damoh North | Pathariya Res | MAILWARA | 11 KV Satpara Ag | Khiriya Lakhroni | KHIRIYA LAKHRONI GIRJABAI WALA | 25 KVA | 537
7988 | Damoh | Damoh North | Pathariya Res | MAILWARA | 11 KV Satpara Ag | Khiriya Lakhroni | KHIRIYA LAKHRONI RAM SHANKAR WALA | 100 KVA | 547
7989 | Damoh | Damoh North | Pathariya Res | MAILWARA | 11 KV Satpara Ag | Khiriya Lakhroni | NEGUWA MOTI LODHI KAY | 63 KVA | 554
7990 | Damoh | Damoh North | Pathariya Res | MAILWARA | 11 KV Satpara Ag | Khiriya Lakhroni | NEGUWA BHAGCHAND AHIRWAR KAY | 25 KVA | 563
7991 | Damoh | Damoh North | Pathariya Res | MAILWARA | 11 KV Satpara Ag | Khiriya Lakhroni | NEGUWA RAJENDRA PYASI KAY | 63 KVA | 566
7992 | Damoh | Damoh North | Pathariya Res | MAILWARA | 11 KV Satpara Ag | Khiriya Lakhroni | NEGUWA HAR | 25 KVA | 568
7993 | Damoh | Damoh North | Pathariya Res | MAILWARA | 11 KV Satpara Ag | Khiriya Lakhroni | NEGUWAN KOHA WALA | 100 KVA | 570
7994 | Damoh | Damoh North | Pathariya Res | MAILWARA | 11 KV Satpara Ag | Neguwan | NEGUWAN NANDU WALA | 25 KVA | 576
7995 | Damoh | Damoh North | Pathariya Res | MAILWARA | 11 KV Satpara Ag | Neguwan | NEGUWAN AAM WALA | 25 KVA | 577
7996 | Damoh | Damoh North | Pathariya Res | MAILWARA | 11 KV Satpara Ag | Neguwan | NEGUWAN BALICHAND WALA | 25 KVA | 583
7997 | Damoh | Damoh North | Pathariya Res | MAILWARA | 11 KV Satpara Ag | Singrawan | NEGUWAN SANJAY MISTRI WALA | 25 KVA | 584
7998 | Damoh | Damoh North | Pathariya Res | MAILWARA | 11 KV Satpara DL | Ghoghra | RAMGADA BASTI WALA | 63 KVA | 284
7999 | Damoh | Damoh North | Pathariya Res | MAILWARA | 11 KV Satpara DL | Satpara | SATPARA KHARI BAKHAR WALA | 25 KVA | 258
8001 | Damoh | Damoh North | Pathariya Res | MAILWARA | 11 KV Satpara DL | Madiya Lakhroni | SATPARA RAMGOPAL PANDEY | 25 KVA | 251
8002 | Damoh | Damoh North | Pathariya Res | MAILWARA | 11 KV Satpara DL | Madiya Lakhroni | SATPARA RAMGOPAL 2 | 25 KVA | 249
8003 | Damoh | Damoh North | Pathariya Res | MAILWARA | 11 KV Satpara DL | Satpara | SATPARA HORI TOLA | 25 KVA | 225
8004 | Damoh | Damoh North | Pathariya Res | MAILWARA | 11 KV Satpara DL | Satpara | SATPARA GOTHALYA TOLA | 25 KVA | 213
8005 | Damoh | Damoh North | Pathariya Res | MAILWARA | 11 KV Satpara DL | Satpara | SATPARA GOLU WALA | 25 KVA | 212
8006 | Damoh | Damoh North | Pathariya Res | MAILWARA | 11 KV Satpara DL | Satpara | SATPARA LAMBU WALA | 25 KVA | 203
8007 | Damoh | Damoh North | Pathariya Res | MAILWARA | 11 KV Satpara DL | Satpara | SATPARA ASHOK PURI WALA | 63 KVA | 196
8008 | Damoh | Damoh North | Pathariya Res | MAILWARA | 11 KV Satpara DL | Satpara | SATPARA RIPTA WALA | 25 KVA | 183
8009 | Damoh | Damoh North | Pathariya Res | MAILWARA | 11 KV Satpara DL | Satpara | SATPARA SOCIATY WALA | 25 KVA | 181
8010 | Damoh | Damoh North | Pathariya Res | MAILWARA | 11 KV Satpara DL | Satpara | SATPARA VODAPHONE TOWER | 25 KVA | 176
8011 | Damoh | Damoh North | Pathariya Res | MAILWARA | 11 KV Satpara DL | Satpara | SATPARA GOURISHANKAR WALA | 63 KVA | 169
8012 | Damoh | Damoh North | Pathariya Res | MAILWARA | 11 KV Satpara DL | Satpara | SAPTARA PRABHU WALA | 63 KVA | 165
8013 | Damoh | Damoh North | Pathariya Res | MAILWARA | 11 KV Satpara DL | Satpara | SATPARA SANTOSH KHAN WALA | 25 KVA | 162
8014 | Damoh | Damoh North | Pathariya Res | MAILWARA | 11 KV Satpara DL | Jagthar | SATPARA TAGAR WALA | 25 KVA | 141
8015 | Damoh | Damoh North | Pathariya Res | MAILWARA | 11 KV Satpara DL | Jagthar | SATPARA DIAMOND WALA | 25 KVA | 129
8016 | Damoh | Damoh North | Pathariya Res | MAILWARA | 11 KV Satpara DL | Jagthar | JAGTHAR HARIJAN BASTI | 25 KVA | 102
8017 | Damoh | Damoh North | Pathariya Res | MAILWARA | 11 KV Satpara DL | Jagthar | SATPARA JAGTHAR RIVER (FS) | 25 KVA | 101
8018 | Damoh | Damoh North | Pathariya Res | MAILWARA | 11 KV Satpara DL | Jagthar | JAGTHAR AE PHE | 25 KVA | 97
8019 | Damoh | Damoh North | Pathariya Res | MAILWARA | 11 KV Satpara DL | Jagthar | JAGTHAR BASTI 2 | 25 KVA | 94
8020 | Damoh | Damoh North | Pathariya Res | MAILWARA | 11 KV Satpara DL | Jagthar | JAGTHAR COLONY | 25 KVA | 93
8021 | Damoh | Damoh North | Pathariya Res | MAILWARA | 11 KV Satpara DL | Jagthar | SATPARA JAGTHAR COLONY (FS) | 25 KVA | 89
8022 | Damoh | Damoh North | Pathariya Res | MAILWARA | 11 KV Satpara DL | Mehalwara | JAGTHAR SATARA PATEL HOUSE(FS) | 25 KVA | 83
8023 | Damoh | Damoh North | Pathariya Res | MAILWARA | 11 KV Satpara DL | Mehalwara | SATPARA JAGTHAR COLONY (FS) | 25 KVA | 81
8024 | Damoh | Damoh North | Pathariya Res | MAILWARA | 11 KV Satpara DL | Mehalwara | JAGTHAR PRIMARY SCH.-KS(FS) | 25 KVA | 74
8025 | Damoh | Damoh North | Pathariya Res | MAILWARA | 11 KV Satpara DL | Mehalwara | JAGTHAR BASTI- KS(FS) | 25 KVA | 72
8026 | Damoh | Damoh North | Pathariya Res | MAILWARA | 11 KV Satpara DL | Khiriya Lakhroni | KHIRIYA LAKHRONI BASTI 2 | 63 KVA | 306
8027 | Damoh | Damoh North | Pathariya Res | MAILWARA | 11 KV Satpara DL | Khiriya Lakhroni | KHIRIYA LAKHRONI BASTI WALA | 63 KVA | 325
8028 | Damoh | Damoh North | Patera | MAJHGUWAN HANSRAJ | 11 KV Majhguwan DL | Majholi | MAJHOLI MANDIR | 25 KVA | 320
8029 | Damoh | Damoh North | Patera | MAJHGUWAN HANSRAJ | 11 KV Majhguwan DL | Karondi | BARSHELA KARONDI | 25 KVA | 314
8030 | Damoh | Damoh North | Patera | MAJHGUWAN HANSRAJ | 11 KV Majhguwan DL | Majholi | MAJHOLI KETAR | 25 KVA | 299
8031 | Damoh | Damoh North | Patera | MAJHGUWAN HANSRAJ | 11 KV Majhguwan DL | Majholi | MAJHOLI PATPARA | 25 KVA | 290
8032 | Damoh | Damoh North | Patera | MAJHGUWAN HANSRAJ | 11 KV Majhguwan DL | Majholi | MAJHOLI WW 2 | 25 KVA | 286
8033 | Damoh | Damoh North | Patera | MAJHGUWAN HANSRAJ | 11 KV Majhguwan DL | Majholi | MAJHOLI WW | 25 KVA | 281
8034 | Damoh | Damoh North | Patera | MAJHGUWAN HANSRAJ | 11 KV Majhguwan DL | Majholi | MAJHOLI 1 | 25 KVA | 275
8035 | Damoh | Damoh North | Patera | MAJHGUWAN HANSRAJ | 11 KV Majhguwan DL | Majholi | MAJHOLI BASTI | 25 KVA | 273
8036 | Damoh | Damoh North | Patera | MAJHGUWAN HANSRAJ | 11 KV Majhguwan DL | Majholi | MAJHOLI 1 | 25 KVA | 269
8037 | Damoh | Damoh North | Patera | MAJHGUWAN HANSRAJ | 11 KV Majhguwan DL | Karondi | KARONDI ROAD | 63 KVA | 255
8038 | Damoh | Damoh North | Patera | MAJHGUWAN HANSRAJ | 11 KV Majhguwan DL | Deori Ratan | DEORI RATAN HARIJAL MUHALLA 2 | 63 KVA | 234
8039 | Damoh | Damoh North | Patera | MAJHGUWAN HANSRAJ | 11 KV Majhguwan DL | Deori Ratan | DEORI RATAL AAGANBADI KE PASS | 25 KVA | 228
8040 | Damoh | Damoh North | Patera | MAJHGUWAN HANSRAJ | 11 KV Majhguwan DL | Deori Ratan | DEORI RATAL KARONDI ROAD 1 | 25 KVA | 227
8041 | Damoh | Damoh North | Patera | MAJHGUWAN HANSRAJ | 11 KV Majhguwan DL | Deori Ratan | DEORI RATAL HARIJAN MUHALLA | 25 KVA | 225
8042 | Damoh | Damoh North | Patera | MAJHGUWAN HANSRAJ | 11 KV Majhguwan DL | Dhanguwan | DHANGUWA SEAR | 25 KVA | 222
8043 | Damoh | Damoh North | Patera | MAJHGUWAN HANSRAJ | 11 KV Majhguwan DL | Kalakot | KALAKOT SANKAR | 25 KVA | 216
8044 | Damoh | Damoh North | Patera | MAJHGUWAN HANSRAJ | 11 KV Majhguwan DL | Mohas | MOHAS SAGONI ROAD | 63 KVA | 212
8045 | Damoh | Damoh North | Patera | MAJHGUWAN HANSRAJ | 11 KV Majhguwan DL | Mohas | MOHAS BASTI | 25 KVA | 210
8046 | Damoh | Damoh North | Patera | MAJHGUWAN HANSRAJ | 11 KV Majhguwan DL | Mohas | MOHAS MANDIR | 25 KVA | 202
8047 | Damoh | Damoh North | Patera | MAJHGUWAN HANSRAJ | 11 KV Majhguwan DL | Mohas | MOHAS RATAN | 25 KVA | 188
8048 | Damoh | Damoh North | Patera | MAJHGUWAN HANSRAJ | 11 KV Majhguwan DL | Karondi | KARONDI MAJHOLI ROAD 2 | 25 KVA | 176
8049 | Damoh | Damoh North | Patera | MAJHGUWAN HANSRAJ | 11 KV Majhguwan DL | Karondi | KARONDI MAJHOLI ROAD | 25 KVA | 173
8050 | Damoh | Damoh North | Patera | MAJHGUWAN HANSRAJ | 11 KV Majhguwan DL | Deori Ratan | DEORI RATAN LAKHAN | 25 KVA | 148
8051 | Damoh | Damoh North | Patera | MAJHGUWAN HANSRAJ | 11 KV Majhguwan DL | Deori Ratan | DEORI RATAN SAGONI ROAD | 25 KVA | 144
8052 | Damoh | Damoh North | Patera | MAJHGUWAN HANSRAJ | 11 KV Majhguwan DL | Kalakot | KALAKOT NAHAR | 25 KVA | 127
8053 | Damoh | Damoh North | Patera | MAJHGUWAN HANSRAJ | 11 KV Majhguwan DL | Kalakot | KALAKOT KUWA KE PASS | 25 KVA | 123
8054 | Damoh | Damoh North | Patera | MAJHGUWAN HANSRAJ | 11 KV Majhguwan DL | Kalakot | KALAKOT SAGONI ROAD | 25 KVA | 115
8055 | Damoh | Damoh North | Patera | MAJHGUWAN HANSRAJ | 11 KV Majhguwan DL | Kalakot | KALAKOT MAHROTRA | 25 KVA | 101
8056 | Damoh | Damoh North | Patera | MAJHGUWAN HANSRAJ | 11 KV Majhguwan DL | Deori Ratan | DEVRI RATAN BASTI | 25 KVA | 100
8057 | Damoh | Damoh North | Patera | MAJHGUWAN HANSRAJ | 11 KV Majhguwan DL | Dhanguwan | DHANGUWA BHATIYA | 25 KVA | 85
8058 | Damoh | Damoh North | Patera | MAJHGUWAN HANSRAJ | 11 KV Majhguwan DL | Kalakot | KALAKOT BASTI | 25 KVA | 82
8059 | Damoh | Damoh North | Patera | MAJHGUWAN HANSRAJ | 11 KV Majhguwan DL | Dhanguwan | DHANGUWA BHATIYA | 25 KVA | 79
8060 | Damoh | Damoh North | Patera | MAJHGUWAN HANSRAJ | 11 KV Majhguwan DL | Dhanguwan | DHANGUWA REST HOUSE | 63 KVA | 63
8061 | Damoh | Damoh North | Patera | MAJHGUWAN HANSRAJ | 11 KV Majhguwan DL | Dhanguwan | DHANGUWA JIO TOWER | 25 KVA | 62
8062 | Damoh | Damoh North | Patera | MAJHGUWAN HANSRAJ | 11 KV Majhguwan DL | Majhguwan Hansraj | MAJHGUWAN HANSHRAJ ROAD | 25 KVA | 51
8063 | Damoh | Damoh North | Patera | MAJHGUWAN HANSRAJ | 11 KV Majhguwan DL | Khamariya | BASTI | 100 KVA | 45
8064 | Damoh | Damoh North | Patera | MAJHGUWAN HANSRAJ | 11 KV Majhguwan DL | Majhguwan Hansraj | MAJHGUWAN HANSHRA PIPAL WALA | 100 KVA | 44
8065 | Damoh | Damoh North | Patera | MAJHGUWAN HANSRAJ | 11 KV Majhguwan DL | Majhguwan Hansraj | MAJHGUWAN HANSHRA KUWA KE PASS | 25 KVA | 34
8066 | Damoh | Damoh North | Patera | MAJHGUWAN HANSRAJ | 11 KV Majhguwan DL | Majhguwan Hansraj | MAJHGUWAN HANSHRAJ SATISH | 25 KVA | 29
8067 | Damoh | Damoh North | Patera | MAJHGUWAN HANSRAJ | 11 KV Majhguwan DL | Majhguwan Hansraj | MAJHGUWAN HANSHRA TALAB | 25 KVA | 27
8068 | Damoh | Damoh North | Patera | MAJHGUWAN HANSRAJ | 11 KV Majhguwan DL | Khamariya | MAJHGUWA | 100 KVA | 22
8069 | Damoh | Damoh North | Patera | MAJHGUWAN HANSRAJ | 11 KV Majhguwan DL | Majhguwan Hansraj | MAJHGUWAN HANSHRA KUMHAR MUHALLA | 100 KVA | 15
8070 | Damoh | Damoh North | Patera | MAJHGUWAN HANSRAJ | 11 KV Majhguwan DL | Majhguwan Hansraj | MAJHGUWAN HANSHRA SCHOOLJ | 25 KVA | 8
8071 | Damoh | Damoh North | Patera | MAJHGUWAN HANSRAJ | 11 KV Majhguwan DL | Rasuiya | RASUIYA HARIJAN | 25 KVA | 365
8072 | Damoh | Damoh North | Patera | MAJHGUWAN HANSRAJ | 11 KV Majhguwan DL | Rasuiya | RASUIYA KHAMARIYA ROAD | 25 KVA | 370
8073 | Damoh | Damoh North | Patera | MAJHGUWAN HANSRAJ | 11 KV Majhguwan DL | Patna Kumhari | PATNA TOLA | 25 KVA | 371
8074 | Damoh | Damoh North | Patera | MAJHGUWAN HANSRAJ | 11 KV Majhguwan DL | Rasuiya | RASUIYA HAND PUMP | 25 KVA | 374
8075 | Damoh | Damoh North | Patera | MAJHGUWAN HANSRAJ | 11 KV Majhguwan DL | NO VILLAGE FOUND | DTR NOT TAGGED | 25 KVA | 376
8076 | Damoh | Damoh North | Patera | MAJHGUWAN HANSRAJ | 11 KV Majhguwan DL | NO VILLAGE FOUND | DTR NOT TAGGED | 25 KVA | 380
8077 | Damoh | Damoh North | Patera | MAJHGUWAN HANSRAJ | 11 KV Majhguwan DL | NO VILLAGE FOUND | DTR NOT TAGGED | 25 KVA | 382
8078 | Damoh | Damoh North | Patera | MAJHGUWAN HANSRAJ | 11 KV Majhguwan AG | Deori Ratan | DEORI RATAN HARIJAN | 25 KVA | 589
8079 | Damoh | Damoh North | Patera | MAJHGUWAN HANSRAJ | 11 KV Majhguwan AG | Rasuiya | RASUIYA HAR 2 | 63 KVA | 579
8080 | Damoh | Damoh North | Patera | MAJHGUWAN HANSRAJ | 11 KV Majhguwan AG | Rasuiya | RASUIYA HAR | 100 KVA | 573
8081 | Damoh | Damoh North | Patera | MAJHGUWAN HANSRAJ | 11 KV Majhguwan AG | Deori Ratan | DEORI RATAN BEERU | 25 KVA | 564
8082 | Damoh | Damoh North | Patera | MAJHGUWAN HANSRAJ | 11 KV Majhguwan AG | Mohas | MUHAS 2 | 100 KVA | 559
8083 | Damoh | Damoh North | Patera | MAJHGUWAN HANSRAJ | 11 KV Majhguwan AG | Deori Ratan | DEORI RATAN 2 | 25 KVA | 553
8084 | Damoh | Damoh North | Patera | MAJHGUWAN HANSRAJ | 11 KV Majhguwan AG | Mohas | MUHAS W/W | 25 KVA | 547
8085 | Damoh | Damoh North | Patera | MAJHGUWAN HANSRAJ | 11 KV Majhguwan AG | Deori Ratan | DEORI RATAN | 100 KVA | 543
8086 | Damoh | Damoh North | Patera | MAJHGUWAN HANSRAJ | 11 KV Majhguwan AG | Kalakot | KALAKOT | 100 KVA | 533
8087 | Damoh | Damoh North | Patera | MAJHGUWAN HANSRAJ | 11 KV Majhguwan AG | Dhanguwan | DHANGUWA PRAKASH | 63 KVA | 528
8088 | Damoh | Damoh North | Patera | MAJHGUWAN HANSRAJ | 11 KV Majhguwan AG | Dhanguwan | DHANGUWA ROAD | 63 KVA | 521
8089 | Damoh | Damoh North | Patera | MAJHGUWAN HANSRAJ | 11 KV Majhguwan AG | Majhguwan Hansraj | MAJHGUWAN HANSHRAJ | 63 KVA | 518
8090 | Damoh | Damoh North | Patera | MAJHGUWAN HANSRAJ | 11 KV Majhguwan AG | Khamariya | KHAMARIYA AADIWASI | 25 KVA | 509
8091 | Damoh | Damoh North | Patera | MAJHGUWAN HANSRAJ | 11 KV Majhguwan AG | Khamariya | KHAMARIYA | 63 KVA | 490
8092 | Damoh | Damoh North | Patera | MAJHGUWAN HANSRAJ | 11 KV Majhguwan AG | Khamariya | KHAMARIYA | 25 KVA | 482
8093 | Damoh | Damoh North | Patera | MAJHGUWAN HANSRAJ | 11 KV Majhguwan AG | Bagsari | BAKSARI HAR | 25 KVA | 468
8094 | Damoh | Damoh North | Patera | MAJHGUWAN HANSRAJ | 11 KV Majhguwan AG | Majhguwan Hansraj | MAJHGUWAN HASNHRAJ HAR | 25 KVA | 441
8095 | Damoh | Damoh North | Patera | MAJHGUWAN HANSRAJ | 11 KV Majhguwan AG | Gadaghat | GADAGHAT AG | 63 KVA | 432
8096 | Damoh | Damoh North | Patera | MAJHGUWAN HANSRAJ | 11 KV Majhguwan AG | Khakra | SAGONI HAR | 25 KVA | 421
8097 | Damoh | Damoh North | Patera | MAJHGUWAN HANSRAJ | 11 KV Majhguwan AG | Khakra | SAGONI NAHAR | 25 KVA | 410
8098 | Damoh | Damoh North | Patera | MAJHGUWAN HANSRAJ | 11 KV Majhguwan AG | Khakra | SAGONI NALA | 25 KVA | 408
8099 | Damoh | Damoh North | Patera | MAJHGUWAN HANSRAJ | 11 KV Majhguwan AG | Khakra | BEST BABU KHAKRA | 25 KVA | 403
8101 | Damoh | Damoh North | Patera | MAJHGUWAN HANSRAJ | 11 KV Majhguwan AG | Majholi | MAJHOLI | 25 KVA | 608
8102 | Damoh | Damoh North | Patera | MAJHGUWAN HANSRAJ | 11 KV Majhguwan AG | Karondi | KARONDI | 100 KVA | 611
8103 | Damoh | Damoh North | Patera | MAJHGUWAN HANSRAJ | 11 KV Majhguwan AG | Mohas | MUHAS HAR | 63 KVA | 624
8104 | Damoh | Damoh North | Patera | MAJHGUWAN HANSRAJ | 11 KV Majhguwan AG | Mohas | MOHAS NALA | 25 KVA | 628
8105 | Damoh | Damoh North | Patera | MAJHGUWAN HANSRAJ | 11 KV Majhguwan AG | Mohas | MOHAS HAR | 25 KVA | 633
8106 | Damoh | Damoh North | Batiagarh | MUHLI BASTI | 11 KV Muhli AG | Muhali Batiyagarh | MUHLI RIPTA WALA | 25 KVA | 813
8107 | Damoh | Damoh North | Batiagarh | MUHLI BASTI | 11 KV Muhli AG | Muhali Batiyagarh | MUHLI AJAY CHANPURIYA | 25 KVA | 818
8108 | Damoh | Damoh North | Batiagarh | MUHLI BASTI | 11 KV Muhli AG | Muhali Batiyagarh | MUHLI JHHALLU WALA | 100 KVA | 826
8109 | Damoh | Damoh North | Batiagarh | MUHLI BASTI | 11 KV Muhli AG | Bamhori Lidai | BAMHORI LADAI PUSPRAJ WALA | 25 KVA | 835
8110 | Damoh | Damoh North | Batiagarh | MUHLI BASTI | 11 KV Muhli AG | Bamhori Lidai | BAMHORI LADAI PUJA BAI | 25 KVA | 837
8111 | Damoh | Damoh North | Batiagarh | MUHLI BASTI | 11 KV Muhli AG | Bamhori Lidai | BAMHORI LADAI BAHADUR WALA | 25 KVA | 840
8112 | Damoh | Damoh North | Batiagarh | MUHLI BASTI | 11 KV Muhli AG | Bamhori Lidai | BAMHORI LADAI RAJU PATEL | 25 KVA | 848
8113 | Damoh | Damoh North | Batiagarh | MUHLI BASTI | 11 KV Muhli AG | Bamhori Lidai | BAMHORI LADAI SCHOOL WALA | 25 KVA | 854
8114 | Damoh | Damoh North | Batiagarh | MUHLI BASTI | 11 KV Muhli AG | Bamhori Lidai | BAMHORI LADAI SAHAB SINGH | 25 KVA | 856
8115 | Damoh | Damoh North | Batiagarh | MUHLI BASTI | 11 KV Muhli AG | Muhali Batiyagarh | BAMHORI LADAI GAURISHANKAR WALA | 25 KVA | 861
8116 | Damoh | Damoh North | Batiagarh | MUHLI BASTI | 11 KV Muhli AG | Bamhori Lidai | BAMHORI LADAI KASHIBAI | 25 KVA | 867
8117 | Damoh | Damoh North | Batiagarh | MUHLI BASTI | 11 KV Muhli AG | Bamhori Lidai | BAMHORI LADAI SHUBHAM | 25 KVA | 876
8118 | Damoh | Damoh North | Batiagarh | MUHLI BASTI | 11 KV Muhli AG | Bamhori Lidai | BAMHORI LADAI GUTAN WALA | 25 KVA | 884
8119 | Damoh | Damoh North | Batiagarh | MUHLI BASTI | 11 KV Muhli AG | Bamhori Lidai | BAMHORI LADAI KISHORI PAREL | 25 KVA | 886
8120 | Damoh | Damoh North | Batiagarh | MUHLI BASTI | 11 KV Muhli AG | Bamhori Lidai | BAMHORI LADAI RAJKUMAR | 25 KVA | 888
8121 | Damoh | Damoh North | Batiagarh | MUHLI BASTI | 11 KV Muhli AG | Bamhori Lidai | BAMHORI LADAI RAMDAYAL WALA | 16 KVA | 891
8122 | Damoh | Damoh North | Batiagarh | MUHLI BASTI | 11 KV Muhli AG | Bamhori Lidai | BAMHORI LADAI SUNDAR WALA | 25 KVA | 901
8123 | Damoh | Damoh North | Batiagarh | MUHLI BASTI | 11 KV Muhli AG | Bamhori Lidai | BAMHORI LADAI KUJAN WALA | 25 KVA | 908
8124 | Damoh | Damoh North | Batiagarh | MUHLI BASTI | 11 KV Muhli AG | Bamhori Lidai | BAMHORI LADAI LACHHU WALA | 25 KVA | 910
8125 | Damoh | Damoh North | Batiagarh | MUHLI BASTI | 11 KV Muhli AG | Bamhori Lidai | BAMHORI LADAI SUJAN SINGH | 25 KVA | 916
8126 | Damoh | Damoh North | Batiagarh | MUHLI BASTI | 11 KV Muhli AG | Bamhori Lidai | BAMHORI LADAI SHIV WALA | 25 KVA | 927
8127 | Damoh | Damoh North | Batiagarh | MUHLI BASTI | 11 KV Muhli AG | Bamhori Lidai | BAMHORI LADAI GOKAL WALA | 25 KVA | 929
8128 | Damoh | Damoh North | Batiagarh | MUHLI BASTI | 11 KV Muhli AG | Bamhori Lidai | BAMHORI LADAI MOHAN WALA | 100 KVA | 939
8129 | Damoh | Damoh North | Batiagarh | MUHLI BASTI | 11 KV Muhli AG | Bamhori Lidai | BAMHORI LADAI BHAGIRATH | 25 KVA | 945
8130 | Damoh | Damoh North | Batiagarh | MUHLI BASTI | 11 KV Muhli AG | Bamhori Lidai | BAMHORI LADAI JWALA WLA | 25 KVA | 946
8131 | Damoh | Damoh North | Batiagarh | MUHLI BASTI | 11 KV Muhli AG | Bamhori Lidai | BAMHORI LADAI RADHARANI | 63 KVA | 948
8132 | Damoh | Damoh North | Batiagarh | MUHLI BASTI | 11 KV Muhli AG | Bamhori Lidai | SIGON BHOPAT WALA | 25 KVA | 954
8133 | Damoh | Damoh North | Batiagarh | MUHLI BASTI | 11 KV Muhli AG | Bamhori Lidai | SIGON UJYAR SINGH | 25 KVA | 955
8134 | Damoh | Damoh North | Batiagarh | MUHLI BASTI | 11 KV Muhli AG | Bamhori Lidai | SIGON DAAL SINGH | 25 KVA | 957
8135 | Damoh | Damoh North | Batiagarh | MUHLI BASTI | 11 KV Muhli AG | Bamhori Lidai | SIGON AAKASH | 25 KVA | 958
8136 | Damoh | Damoh North | Batiagarh | MUHLI BASTI | 11 KV Muhli AG | Bamhori Lidai | SIGON SURENDRA WALA | 25 KVA | 961
8137 | Damoh | Damoh North | Batiagarh | MUHLI BASTI | 11 KV Muhli AG | Bamhori Lidai | SIGON BAIJNATH | 25 KVA | 963
8138 | Damoh | Damoh North | Batiagarh | MUHLI BASTI | 11 KV Muhli AG | Bamhori Lidai | SIGON MOORAT WALA | 25 KVA | 965
8139 | Damoh | Damoh North | Batiagarh | MUHLI BASTI | 11 KV Muhli AG | Kirola | SIGON BAHADUR SINGH | 25 KVA | 978
8140 | Damoh | Damoh North | Batiagarh | MUHLI BASTI | 11 KV Muhli AG | Kirola | SIGON 1 | 25 KVA | 979
8141 | Damoh | Damoh North | Batiagarh | MUHLI BASTI | 11 KV Muhli AG | Kirola | SIGON SANTOSH WALA | 25 KVA | 981
8142 | Damoh | Damoh North | Batiagarh | MUHLI BASTI | 11 KV Muhli AG | Kirola | SIGON PRAN SINGH | 25 KVA | 984
8143 | Damoh | Damoh North | Batiagarh | MUHLI BASTI | 11 KV Muhli AG | Kirola | SIGON PANCHAM WALA | 25 KVA | 986
8144 | Damoh | Damoh North | Batiagarh | MUHLI BASTI | 11 KV Muhli AG | Mehalwara | SIGON INDUR WALA | 25 KVA | 990
8145 | Damoh | Damoh North | Batiagarh | MUHLI BASTI | 11 KV Muhli AG | Kirola | SIGON BALRAM | 25 KVA | 991
8146 | Damoh | Damoh North | Batiagarh | MUHLI BASTI | 11 KV Muhli AG | Kirola | SIGON HARISINGH | 25 KVA | 992
8147 | Damoh | Damoh North | Batiagarh | MUHLI BASTI | 11 KV Muhli AG | Kirola | SIGON POORAN WALA | 25 KVA | 999
8148 | Damoh | Damoh North | Batiagarh | MUHLI BASTI | 11 KV Muhli AG | Kirola | SIGON NONAI MASAB | 25 KVA | 1002
8149 | Damoh | Damoh North | Batiagarh | MUHLI BASTI | 11 KV Muhli AG | Kirola | SIGON RAJKUMAR CHAURASIYA | 25 KVA | 1004
8150 | Damoh | Damoh North | Batiagarh | MUHLI BASTI | 11 KV Muhli AG | Muhali Batiyagarh | MUHLI BENI SINGH | 25 KVA | 1008
8151 | Damoh | Damoh North | Batiagarh | MUHLI BASTI | 11 KV Muhli AG | Muhali Batiyagarh | MUHLI CHARAN SINGH | 25 KVA | 1009
8152 | Damoh | Damoh North | Batiagarh | MUHLI BASTI | 11 KV Muhli AG | Bamhori Lidai | MUHLI RAGHUVEER WALA | 25 KVA | 1012
8153 | Damoh | Damoh North | Batiagarh | MUHLI BASTI | 11 KV Muhli AG | Bamhori Lidai | MUHLI MITTHU WALA | 25 KVA | 1014
8154 | Damoh | Damoh North | Batiagarh | MUHLI BASTI | 11 KV Muhli AG | Bamhori Lidai | BAMHORI LADAI KAWAR WALA | 25 KVA | 1017
8155 | Damoh | Damoh North | Batiagarh | MUHLI BASTI | 11 KV Muhli AG | Bamhori Lidai | BAMHORI LADAI KHURRA WALA | 25 KVA | 1020
8156 | Damoh | Damoh North | Batiagarh | MUHLI BASTI | 11 KV Muhli AG | Bamhori Lidai | BAMHORI LADAI RAMLAL | 25 KVA | 1024
8157 | Damoh | Damoh North | Batiagarh | MUHLI BASTI | 11 KV Muhli AG | Bamhori Lidai | BAMHORI LADAI YADAV WALA | 25 KVA | 1029
8158 | Damoh | Damoh North | Batiagarh | MUHLI BASTI | 11 KV Muhli AG | Bamhori Lidai | BAMHORI LADAI BIHARI WALA | 25 KVA | 1032
8159 | Damoh | Damoh North | Batiagarh | MUHLI BASTI | 11 KV Muhli AG | Bamhori Lidai | BAMHORI LADAI GOVIND WALA | 25 KVA | 1035
8160 | Damoh | Damoh North | Batiagarh | MUHLI BASTI | 11 KV Muhli AG | Bamhori Lidai | BAMHORI LADAI KODI KURMI | 25 KVA | 1040
8161 | Damoh | Damoh North | Batiagarh | MUHLI BASTI | 11 KV Muhli AG | Bamhori Lidai | BAMHORI LADAI BHAIYA RAM | 25 KVA | 1052
8162 | Damoh | Damoh North | Batiagarh | MUHLI BASTI | 11 KV Muhli AG | Bamhori Lidai | BAMHORI LADAI BAIJNATH | 25 KVA | 1053
8163 | Damoh | Damoh North | Batiagarh | MUHLI BASTI | 11 KV Muhli AG | Bamhori Lidai | BAMHORI LADAI DHANIRAM | 25 KVA | 1055
8164 | Damoh | Damoh North | Batiagarh | MUHLI BASTI | 11 KV Muhli AG | Bamhori Lidai | BAMHORI LADAI BIHARI | 25 KVA | 1058
8165 | Damoh | Damoh North | Batiagarh | MUHLI BASTI | 11 KV Khaderi DL | Barno | BARNO BASTI | 25 KVA | 70
8166 | Damoh | Damoh North | Batiagarh | MUHLI BASTI | 11 KV Khaderi DL | Nibora Kalan | BARNO RAMSINGH | 25 KVA | 90
8167 | Damoh | Damoh North | Batiagarh | MUHLI BASTI | 11 KV Khaderi DL | Nibora Kalan | BARNO HARIJAN BASTI | 25 KVA | 91
8168 | Damoh | Damoh North | Batiagarh | MUHLI BASTI | 11 KV Khaderi DL | Nibora Kalan | NIBORA BASTI | 25 KVA | 97
8169 | Damoh | Damoh North | Batiagarh | MUHLI BASTI | 11 KV Khaderi DL | Nibora Kalan | NIBORA HARIJAN BASTI | 25 KVA | 105
8170 | Damoh | Damoh North | Batiagarh | MUHLI BASTI | 11 KV Khaderi DL | Muhali Batiyagarh | MOHLI BASTI | 25 KVA | 117
8171 | Damoh | Damoh North | Batiagarh | MUHLI BASTI | 11 KV Khaderi DL | Muhali Batiyagarh | MOHLI HARIJAN BASTI | 25 KVA | 122
8172 | Damoh | Damoh North | Batiagarh | MUHLI BASTI | 11 KV Khaderi DL | Muhali Batiyagarh | MOHLI ROAD WALA | 25 KVA | 123
8173 | Damoh | Damoh North | Batiagarh | MUHLI BASTI | 11 KV Khaderi DL | Muhali Batiyagarh | MOHLI BASTI | 25 KVA | 131
8174 | Damoh | Damoh North | Batiagarh | MUHLI BASTI | 11 KV Khaderi DL | Bamhori Lidai | BAMHORI LADAI BASTI | 25 KVA | 156
8175 | Damoh | Damoh North | Batiagarh | MUHLI BASTI | 11 KV Khaderi DL | Muhali Batiyagarh | BAMHORI LADAI BASTI | 25 KVA | 165
8176 | Damoh | Damoh North | Batiagarh | MUHLI BASTI | 11 KV Khaderi DL | Barkhera Jaisingh | BAMHORI LADAI BASTI | 25 KVA | 174
8177 | Damoh | Damoh North | Batiagarh | MUHLI BASTI | 11 KV Khaderi DL | Bamhori Lidai | BAMHORI LADAI BASTI | 25 KVA | 183
8178 | Damoh | Damoh North | Batiagarh | MUHLI BASTI | 11 KV Khaderi DL | Bamhori Lidai | BAMHORI LADAI BASTI | 25 KVA | 192
8179 | Damoh | Damoh North | Batiagarh | MUHLI BASTI | 11 KV Khaderi DL | Bamhori Lidai | BAMHORI LADAI BASTI | 25 KVA | 199
8180 | Damoh | Damoh North | Batiagarh | MUHLI BASTI | 11 KV Khaderi DL | Bamhori Lidai | BAMHORI LADAI BASTI | 100 KVA | 205
8181 | Damoh | Damoh North | Batiagarh | MUHLI BASTI | 11 KV Khaderi DL | Mehalwara | SIGON BASTI | 100 KVA | 244
8182 | Damoh | Damoh North | Batiagarh | MUHLI BASTI | 11 KV Khaderi DL | Mehalwara | SIGON BASTI | 25 KVA | 248
8183 | Damoh | Damoh North | Batiagarh | MUHLI BASTI | 11 KV Khaderi DL | Mehalwara | SIGON BASTI | 25 KVA | 250
8184 | Damoh | Damoh North | Batiagarh | MUHLI BASTI | 11 KV Khaderi DL | Mehalwara | SIGON BASTI | 63 KVA | 257
8185 | Damoh | Damoh North | Batiagarh | MUHLI BASTI | 11 KV Khaderi DL | Mehalwara | SIGON BASTI | 100 KVA | 258
8186 | Damoh | Damoh North | Batiagarh | MUHLI BASTI | 11 KV Khaderi DL | Mehalwara | SIGON BASTI | 25 KVA | 261
8187 | Damoh | Damoh North | Batiagarh | MUHLI BASTI | 11 KV Khaderi DL | Bamhori Lidai | BAMHORI LADAI BASTI | 25 KVA | 266
8188 | Damoh | Damoh North | Batiagarh | MUHLI BASTI | 11 KV Khaderi DL | Bamhori Lidai | BAMHORI LADAI BASTI | 25 KVA | 268
8189 | Damoh | Damoh North | Batiagarh | MUHLI BASTI | 11 KV Khaderi DL | Bamhori Lidai | BAMHORI LADAI BASTI | 63 KVA | 269
8190 | Damoh | Damoh North | Batiagarh | MUHLI BASTI | 11 KV Khaderi DL | Muhali Batiyagarh | MOHLI ANAND SINGH | 25 KVA | 273
8191 | Damoh | Damoh North | Batiagarh | MUHLI BASTI | 11 KV Khaderi DL | Bamhori Lidai | KHADERI BAMHORI ROAD | 25 KVA | 305
8192 | Damoh | Damoh North | Batiagarh | MUHLI BASTI | 11 KV Khaderi DL | Khaderi | KHADERI GOKAL WALA | 100 KVA | 309
8193 | Damoh | Damoh North | Batiagarh | MUHLI BASTI | 11 KV Khaderi DL | Khaderi | KHADERI HARIGOVIND | 25 KVA | 316
8194 | Damoh | Damoh North | Batiagarh | MUHLI BASTI | 11 KV Khaderi DL | Khaderi | KHADERI DARE WALA | 63 KVA | 329
8195 | Damoh | Damoh North | Batiagarh | MUHLI BASTI | 11 KV Khaderi DL | Khaderi | KHADERI HARIJAN COLONY | 25 KVA | 344
8196 | Damoh | Damoh North | Batiagarh | MUHLI BASTI | 11 KV Khaderi DL | Khaderi | KHADERI GIRLS HOSTEL | 25 KVA | 350
8197 | Damoh | Damoh North | Batiagarh | MUHLI BASTI | 11 KV Khaderi DL | Khaderi | KHADERI PANAMA LTD. | 25 KVA | 356
8198 | Damoh | Damoh North | Batiagarh | MUHLI BASTI | 11 KV Khaderi DL | Khaderi | KHADERI MANDI | 25 KVA | 359
8199 | Damoh | Damoh North | Batiagarh | MUHLI BASTI | 11 KV Khaderi DL | Khaderi | KHADERI SCHOOL WALA | 25 KVA | 360
8201 | Damoh | Damoh North | Batiagarh | MUHLI BASTI | 11 KV Khaderi DL | Khaderi | KHADERI BASTI | 25 KVA | 375
8202 | Damoh | Damoh North | Batiagarh | MUHLI BASTI | 11 KV Khaderi DL | Khaderi | KHADERI WATER SUPPLY KE PASS | 25 KVA | 376
8203 | Damoh | Damoh North | Batiagarh | MUHLI BASTI | 11 KV Khaderi DL | Khaderi | KHADERI HARINARAYAN | 63 KVA | 380
8204 | Damoh | Damoh North | Batiagarh | MUHLI BASTI | 11 KV Khaderi DL | Khaderi | KHADERI RADHE WALA | 25 KVA | 383
8205 | Damoh | Damoh North | Batiagarh | MUHLI BASTI | 11 KV Khaderi DL | Khaderi | KHADERI KHER MATA | 25 KVA | 386
8206 | Damoh | Damoh North | Batiagarh | MUHLI BASTI | 11 KV Khaderi DL | Khaderi | KHADERI VASSU VISHWAKARMA | 63 KVA | 388
8207 | Damoh | Damoh North | Batiagarh | MUHLI BASTI | 11 KV Khaderi DL | Khaderi | KHADERI RELIANCE TOWER | 25 KVA | 389
8208 | Damoh | Damoh North | Batiagarh | MUHLI BASTI | 11 KV Khaderi DL | Khaderi | KHADERI IDEA TOWER | 100 KVA | 390
8209 | Damoh | Damoh North | Batiagarh | MUHLI BASTI | 11 KV Khaderi AG | Muhali Batiyagarh | GANESH WALA MUHLI | 25 KVA | 180
8210 | Damoh | Damoh North | Batiagarh | MUHLI BASTI | 11 KV Khaderi AG | Muhali Batiyagarh | GAJRAJ SINGH MUHLI | 25 KVA | 187
8211 | Damoh | Damoh North | Batiagarh | MUHLI BASTI | 11 KV Khaderi AG | Muhali Batiyagarh | MUHLI CHANPURIYA WALA | 25 KVA | 190
8212 | Damoh | Damoh North | Batiagarh | MUHLI BASTI | 11 KV Khaderi AG | Muhali Batiyagarh | CHNDRKALA WALA MUHLI | 63 KVA | 197
8213 | Damoh | Damoh North | Batiagarh | MUHLI BASTI | 11 KV Khaderi AG | Muhali Batiyagarh | MAHRNDR WALA MUHLI | 25 KVA | 202
8214 | Damoh | Damoh North | Batiagarh | MUHLI BASTI | 11 KV Khaderi AG | Muhali Batiyagarh | PHOOLBAI MUHLI | 25 KVA | 210
8215 | Damoh | Damoh North | Batiagarh | MUHLI BASTI | 11 KV Khaderi AG | Muhali Batiyagarh | MOORAT KHADERI WALA | 100 KVA | 213
8216 | Damoh | Damoh North | Batiagarh | MUHLI BASTI | 11 KV Khaderi AG | Khaderi | RURAYA WALA KHADERI | 25 KVA | 222
8217 | Damoh | Damoh North | Batiagarh | MUHLI BASTI | 11 KV Khaderi AG | Khaderi | GANPAT WALA KHADERI | 25 KVA | 229
8218 | Damoh | Damoh North | Batiagarh | MUHLI BASTI | 11 KV Khaderi AG | Khaderi | GULRU WALA | 25 KVA | 234
8219 | Damoh | Damoh North | Batiagarh | MUHLI BASTI | 11 KV Khaderi AG | Khaderi | RAMGOPAL WALA | 25 KVA | 239
8220 | Damoh | Damoh North | Batiagarh | MUHLI BASTI | 11 KV Khaderi AG | Khaderi | SAMRIYA WALA | 25 KVA | 246
8221 | Damoh | Damoh North | Batiagarh | MUHLI BASTI | 11 KV Khaderi AG | Khaderi | BALLU WALA | 25 KVA | 251
8222 | Damoh | Damoh North | Batiagarh | MUHLI BASTI | 11 KV Khaderi AG | Kirola | SUDHIR WALA | 25 KVA | 263
8223 | Damoh | Damoh North | Batiagarh | MUHLI BASTI | 11 KV Khaderi AG | Kirola | BUDDHI SETH WALA | 25 KVA | 264
8224 | Damoh | Damoh North | Batiagarh | MUHLI BASTI | 11 KV Khaderi AG | Kirola | RAMSINGH | 63 KVA | 265
8225 | Damoh | Damoh North | Batiagarh | MUHLI BASTI | 11 KV Khaderi AG | Kirola | BABULAL SETH WALA | 25 KVA | 272
8226 | Damoh | Damoh North | Batiagarh | MUHLI BASTI | 11 KV Khaderi AG | Kirola | PATEL WALA | 25 KVA | 275
8227 | Damoh | Damoh North | Batiagarh | MUHLI BASTI | 11 KV Khaderi AG | Kirola | BIHARI WALA | 25 KVA | 283
8228 | Damoh | Damoh North | Batiagarh | MUHLI BASTI | 11 KV Khaderi AG | Kirola | DEVRAJ WALA | 25 KVA | 286
8229 | Damoh | Damoh North | Batiagarh | MUHLI BASTI | 11 KV Khaderi AG | Kirola | KALU WALA | 25 KVA | 288
8230 | Damoh | Damoh North | Batiagarh | MUHLI BASTI | 11 KV Khaderi AG | Kirola | KISHORI WALA | 25 KVA | 291
8231 | Damoh | Damoh North | Batiagarh | MUHLI BASTI | 11 KV Khaderi AG | Kirola | MAKHAN WALA | 25 KVA | 293
8232 | Damoh | Damoh North | Batiagarh | MUHLI BASTI | 11 KV Khaderi AG | Kirola | SIYARANI WALA | 25 KVA | 294
8233 | Damoh | Damoh North | Batiagarh | MUHLI BASTI | 11 KV Khaderi AG | Kirola | MIHILAL WALA | 25 KVA | 300
8234 | Damoh | Damoh North | Batiagarh | MUHLI BASTI | 11 KV Khaderi AG | Kirola | SEVAK WALA | 25 KVA | 302
8235 | Damoh | Damoh North | Batiagarh | MUHLI BASTI | 11 KV Khaderi AG | Bamhori Lidai | CHATUR WALA | 25 KVA | 309
8236 | Damoh | Damoh North | Batiagarh | MUHLI BASTI | 11 KV Khaderi AG | Bamhori Lidai | BALLU KURMI | 25 KVA | 310
8237 | Damoh | Damoh North | Batiagarh | MUHLI BASTI | 11 KV Khaderi AG | Bamhori Lidai | BADDU KURMI | 25 KVA | 312
8238 | Damoh | Damoh North | Batiagarh | MUHLI BASTI | 11 KV Khaderi AG | Kirola | DARYAO WALA | 25 KVA | 324
8239 | Damoh | Damoh North | Batiagarh | MUHLI BASTI | 11 KV Khaderi AG | Kirola | SOORAT WALA | 25 KVA | 330
8240 | Damoh | Damoh North | Batiagarh | MUHLI BASTI | 11 KV Khaderi AG | Kirola | PATEL WALA2 | 25 KVA | 333
8241 | Damoh | Damoh North | Batiagarh | MUHLI BASTI | 11 KV Khaderi AG | Kirola | VISHWNATH WALA | 25 KVA | 336
8242 | Damoh | Damoh North | Batiagarh | MUHLI BASTI | 11 KV Khaderi AG | Kirola | BARA SETH WALA | 25 KVA | 338
8243 | Damoh | Damoh North | Batiagarh | MUHLI BASTI | 11 KV Khaderi AG | Kirola | MAMTA BAI | 25 KVA | 340
8244 | Damoh | Damoh North | Batiagarh | MUHLI BASTI | 11 KV Khaderi AG | Kirola | MUNNA WALA | 25 KVA | 345
8245 | Damoh | Damoh North | Batiagarh | MUHLI BASTI | 11 KV Khaderi AG | Kirola | NATTU SINGH | 25 KVA | 349
8246 | Damoh | Damoh North | Batiagarh | MUHLI BASTI | 11 KV Khaderi AG | Kirola | KANCHHEDI SINGH | 25 KVA | 352
8247 | Damoh | Damoh North | Batiagarh | MUHLI BASTI | 11 KV Khaderi AG | Kirola | BHAW SINGH WALA | 25 KVA | 356
8248 | Damoh | Damoh North | Batiagarh | MUHLI BASTI | 11 KV Khaderi AG | Kirola | SUKKO BAI | 25 KVA | 360
8249 | Damoh | Damoh North | Batiagarh | MUHLI BASTI | 11 KV Khaderi AG | Kirola | PRYAG WALA | 25 KVA | 363
8250 | Damoh | Damoh North | Batiagarh | MUHLI BASTI | 11 KV Khaderi AG | Kirola | SETH WALA | 25 KVA | 366
8251 | Damoh | Damoh North | Batiagarh | MUHLI BASTI | 11 KV Khaderi AG | Kirola | KIROLA WALA | 25 KVA | 370
8252 | Damoh | Damoh North | Batiagarh | MUHLI BASTI | 11 KV Khaderi AG | Kirola | JANAK SINGH | 25 KVA | 373
8253 | Damoh | Damoh North | Batiagarh | MUHLI BASTI | 11 KV Khaderi AG | Kirola | BERMATI WALA | 25 KVA | 375
8254 | Damoh | Damoh North | Batiagarh | MUHLI BASTI | 11 KV Khaderi AG | Kirola | GADA HAAR GOOGRI WALA | 25 KVA | 380
8255 | Damoh | Damoh North | Batiagarh | MUHLI BASTI | 11 KV Khaderi AG | Kirola | MUNNA WALA | 25 KVA | 387
8256 | Damoh | Damoh North | Batiagarh | MUHLI BASTI | 11 KV Khaderi AG | Kirola | DEVENDRA WALA | 25 KVA | 388
8257 | Damoh | Damoh North | Batiagarh | MUHLI BASTI | 11 KV Khaderi AG | Kirola | BADDAI WALA | 25 KVA | 395
8258 | Damoh | Damoh North | Batiagarh | MUHLI BASTI | 11 KV Khaderi AG | Kirola | BELKHEDI WALA | 25 KVA | 398
8259 | Damoh | Damoh North | Batiagarh | MUHLI BASTI | 11 KV Khaderi AG | Kirola | RAMLAL WALA | 25 KVA | 406
8260 | Damoh | Damoh North | Batiagarh | MUHLI BASTI | 11 KV Khaderi AG | Kirola | SILLU WALA | 25 KVA | 410
8261 | Damoh | Damoh North | Batiagarh | MUHLI BASTI | 11 KV Khaderi AG | Kirola | HAJARI LAL | 25 KVA | 413
8262 | Damoh | Damoh North | Batiagarh | MUHLI BASTI | 11 KV Khaderi AG | Khaderi | RAJKUMAR WALA | 25 KVA | 415
8263 | Damoh | Damoh North | Batiagarh | MUHLI BASTI | 11 KV Khaderi AG | Khaderi | BADDU | 25 KVA | 418
8264 | Damoh | Damoh North | Batiagarh | MUHLI BASTI | 11 KV Khaderi AG | Khaderi | VRINDRABAN DUBEY | 25 KVA | 428
8265 | Damoh | Damoh North | Batiagarh | MUHLI BASTI | 11 KV Khaderi AG | Khaderi | PRITAM PATEL KHADERI | 25 KVA | 432
8266 | Damoh | Damoh North | Batiagarh | MUHLI BASTI | 11 KV Khaderi AG | Khaderi | KISHORI PATEL | 25 KVA | 433
8267 | Damoh | Damoh North | Batiagarh | MUHLI BASTI | 11 KV Khaderi AG | Khaderi | BALVANT KHADERI | 25 KVA | 439
8268 | Damoh | Damoh North | Batiagarh | MUHLI BASTI | 11 KV Khaderi AG | Khaderi | DEVI WALA KHADERI | 25 KVA | 443
8269 | Damoh | Damoh North | Batiagarh | MUHLI BASTI | 11 KV Khaderi AG | Muhali Batiyagarh | RAMDYAL WALA KHADERI | 25 KVA | 447
8270 | Damoh | Damoh North | Batiagarh | MUHLI BASTI | 11 KV Khaderi AG | Muhali Batiyagarh | TULSI WALA KHADERI | 25 KVA | 452
8271 | Damoh | Damoh North | Batiagarh | MUHLI BASTI | 11 KV Khaderi AG | Muhali Batiyagarh | DHANIRAM PAL WALA KHADERI | 25 KVA | 454
8272 | Damoh | Damoh North | Batiagarh | MUHLI BASTI | 11 KV Khaderi AG | Muhali Batiyagarh | LUHARAYA JI WALA KHADERI | 25 KVA | 459
8273 | Damoh | Damoh North | Batiagarh | MUHLI BASTI | 11 KV Khaderi AG | Muhali Batiyagarh | PANCHAM CHAUDHARI WALA KHADERI | 25 KVA | 463
8274 | Damoh | Damoh North | Batiagarh | MUHLI BASTI | 11 KV Khaderi AG | Khaderi | CHATURCHUJ WALA RURAYA KADERI | 25 KVA | 464
8275 | Damoh | Damoh North | Batiagarh | MUHLI BASTI | 11 KV Khaderi AG | Khaderi | KACHHWARE WALA KHADERI | 25 KVA | 469
8276 | Damoh | Damoh North | Batiagarh | MUHLI BASTI | 11 KV Khaderi AG | Khaderi | BHAGWAT WALA KHADERI | 63 KVA | 474
8277 | Damoh | Damoh North | Batiagarh | MUHLI BASTI | 11 KV Khaderi AG | Khaderi | DEELIP WALA KHADERI | 25 KVA | 486
8278 | Damoh | Damoh North | Batiagarh | MUHLI BASTI | 11 KV Khaderi AG | Khaderi | MANA PAL KHADERI | 25 KVA | 490
8279 | Damoh | Damoh North | Batiagarh | MUHLI BASTI | 11 KV Khaderi AG | Sihera | NARAYAN WALA | 25 KVA | 496
8280 | Damoh | Damoh North | Batiagarh | MUHLI BASTI | 11 KV Khaderi AG | Sihera | PINTU WALA | 25 KVA | 500
8281 | Damoh | Damoh North | Batiagarh | MUHLI BASTI | 11 KV Khaderi AG | Muhali Batiyagarh | GOVIND WALA | 25 KVA | 509
8282 | Damoh | Damoh North | Batiagarh | MUHLI BASTI | 11 KV Khaderi AG | Muhali Batiyagarh | SHIKHAR WALA | 25 KVA | 511
8283 | Damoh | Damoh North | Batiagarh | MUHLI BASTI | 11 KV Khaderi AG | Sihera | NAND LAL WALA | 25 KVA | 522
8284 | Damoh | Damoh North | Batiagarh | MUHLI BASTI | 11 KV Khaderi AG | Sihera | SANJAY WALA | 25 KVA | 523
8285 | Damoh | Damoh North | Batiagarh | MUHLI BASTI | 11 KV Khaderi AG | Sihera | KHER MATA WALA FULWARI HAAR | 100 KVA | 528
8286 | Damoh | Damoh North | Batiagarh | MUHLI BASTI | 11 KV Khaderi AG | Barno | SANTOSH YADAV WALA | 25 KVA | 541
8287 | Damoh | Damoh North | Batiagarh | MUHLI BASTI | 11 KV Khaderi AG | Sihera | POORAN WALA | 25 KVA | 549
8288 | Damoh | Damoh North | Batiagarh | MUHLI BASTI | 11 KV Khaderi AG | Khaderi | NATTHU WALA KHADERI | 25 KVA | 557
8289 | Damoh | Damoh North | Batiagarh | MUHLI BASTI | 11 KV Khaderi AG | Khaderi | LAXMAN WALA KHADERI | 25 KVA | 558
8290 | Damoh | Damoh North | Batiagarh | MUHLI BASTI | 11 KV Khaderi AG | Khaderi | TULSI WALA KHADERI | 25 KVA | 561
8291 | Damoh | Damoh North | Batiagarh | MUHLI BASTI | 11 KV Khaderi AG | Khaderi | SHIVRAM PATEL KHADERI | 25 KVA | 563
8292 | Damoh | Damoh North | Batiagarh | MUHLI BASTI | 11 KV Khaderi AG | Khaderi | SHIVPRASAD WALA KHADERI | 25 KVA | 566
8293 | Damoh | Damoh North | Batiagarh | MUHLI BASTI | 11 KV Khaderi AG | Khaderi | JHHINNA WALA KHADERI | 25 KVA | 571
8294 | Damoh | Damoh North | Hinota | MURACHH | 11 KV Bardha DL | Niwas | 25 KVA GAV KE BAAHAR JAMUNJHIRIYA | 25 KVA | 922
8295 | Damoh | Damoh North | Hinota | MURACHH | 11 KV Bardha DL | Digi | 25 KVA BASTI JAMUNJHIRIYA | 25 KVA | 908
8296 | Damoh | Damoh North | Hinota | MURACHH | 11 KV Bardha DL | Niwas | 25 KVA NAL KE PAS NIWAS | 25 KVA | 891
8297 | Damoh | Damoh North | Hinota | MURACHH | 11 KV Bardha DL | Niwas | 25 KVA JAMUNJHIRIYA ROAD NIWAS | 25 KVA | 884
8298 | Damoh | Damoh North | Hinota | MURACHH | 11 KV Bardha DL | Niwas | 25 KVA TANKI KE PAS NIWAS | 25 KVA | 878
8299 | Damoh | Damoh North | Hinota | MURACHH | 11 KV Bardha DL | Niwas | 63 KVA SCHOOL KE SAMNE NIWAS | 63 KVA | 873
8301 | Damoh | Damoh North | Hinota | MURACHH | 11 KV Bardha DL | Patha | 25 KVA HARIJAN DIGI | 25 KVA | 834
8302 | Damoh | Damoh North | Hinota | MURACHH | 11 KV Bardha DL | Patha | 25 KVA ROAD DIGI | 25 KVA | 833
8303 | Damoh | Damoh North | Hinota | MURACHH | 11 KV Bardha DL | Patha | 25 KVA SCHOOL KE PAS PATHA | 25 KVA | 776
8304 | Damoh | Damoh North | Hinota | MURACHH | 11 KV Bardha DL | Patha | 25 KVA MANDIR WALA PATHA | 25 KVA | 773
8305 | Damoh | Damoh North | Hinota | MURACHH | 11 KV Bardha DL | Patha | 25 KVA HARIJAN BASTI PATHA | 25 KVA | 768
8306 | Damoh | Damoh North | Hinota | MURACHH | 11 KV Bardha DL | Patha | 100 KVA MARGHATA KE PASSS PATHA | 100 KVA | 764
8307 | Damoh | Damoh North | Hinota | MURACHH | 11 KV Bardha DL | Patha | 25 KVA BASTI 2 PATHA | 25 KVA | 760
8308 | Damoh | Damoh North | Hinota | MURACHH | 11 KV Bardha DL | Patha | 25 KVA BASTI PATHA | 25 KVA | 750
8309 | Damoh | Damoh North | Hinota | MURACHH | 11 KV Bardha DL | Pali | 25 KVA ROAD PATHA | 25 KVA | 734
8310 | Damoh | Damoh North | Hinota | MURACHH | 11 KV Bardha DL | Pali | 25 KVA MAGRELA | 25 KVA | 719
8311 | Damoh | Damoh North | Hinota | MURACHH | 11 KV Bardha DL | Pali | 25 KVA GURUM TOLA | 25 KVA | 701
8312 | Damoh | Damoh North | Hinota | MURACHH | 11 KV Bardha DL | Pali | 25 KVA GALVAL TESAN 2 | 25 KVA | 689
8313 | Damoh | Damoh North | Hinota | MURACHH | 11 KV Bardha DL | Pali | 25 KVA GALVAN TESAN | 25 KVA | 687
8314 | Damoh | Damoh North | Hinota | MURACHH | 11 KV Bardha DL | Khadpura | 25 KVA BASTI 2 KHADPURA | 25 KVA | 654
8315 | Damoh | Damoh North | Hinota | MURACHH | 11 KV Bardha DL | Khadpura | 25 KVA KHADPURA BASTI | 25 KVA | 652
8316 | Damoh | Damoh North | Hinota | MURACHH | 11 KV Bardha DL | Khadpura | 25 KVA NALA KE P[AS KHADPURA | 25 KVA | 645
8317 | Damoh | Damoh North | Hinota | MURACHH | 11 KV Bardha DL | Pali | 25 KVA PANCHAYAT WALA PALI | 25 KVA | 629
8318 | Damoh | Damoh North | Hinota | MURACHH | 11 KV Bardha DL | Pali | 25 KVA BASTI PALI | 25 KVA | 627
8319 | Damoh | Damoh North | Hinota | MURACHH | 11 KV Bardha DL | Pali | 25 KVA PANCHAYAT KE PAS PALI | 25 KVA | 626
8320 | Damoh | Damoh North | Hinota | MURACHH | 11 KV Bardha DL | Pali | 25 KVA TOLA PALI | 25 KVA | 621
8321 | Damoh | Damoh North | Hinota | MURACHH | 11 KV Bardha DL | Pali | 25 KVA AIRTEL TOWER PALI | 25 KVA | 618
8322 | Damoh | Damoh North | Hinota | MURACHH | 11 KV Bardha DL | Murachh | 100 KVA PURANI CHAUKI MURACHH | 100 KVA | 585
8323 | Damoh | Damoh North | Hinota | MURACHH | 11 KV Bardha DL | Murachh | 25 KVA CHAUKI WALA MURACHH | 25 KVA | 581
8324 | Damoh | Damoh North | Hinota | MURACHH | 11 KV Bardha DL | Murachh | 25 KVA BASTI MURACHH | 25 KVA | 565
8325 | Damoh | Damoh North | Hinota | MURACHH | 11 KV Bardha DL | Murachh | 25 KVA BASTI MURACHH | 25 KVA | 564
8326 | Damoh | Damoh North | Hinota | MURACHH | 11 KV Bardha DL | Muhrai Madiyadoh | 25 KVA PANCHAYAT DEVRA GADI | 25 KVA | 544
8327 | Damoh | Damoh North | Hinota | MURACHH | 11 KV Bardha DL | Muhrai Madiyadoh | 25 KVA PURANI PANCHAYAT DEVRA GADI | 25 KVA | 543
8328 | Damoh | Damoh North | Hinota | MURACHH | 11 KV Bardha DL | Muhrai Madiyadoh | 25 KVA HINOTA ROD DERA GADI | 25 KVA | 541
8329 | Damoh | Damoh North | Hinota | MURACHH | 11 KV Bardha DL | Muhrai Madiyadoh | 25 KVA MANDIR PAS BHATDEVA | 25 KVA | 539
8330 | Damoh | Damoh North | Hinota | MURACHH | 11 KV Bardha DL | Muhrai Madiyadoh | 25 KVA BASTI DEVRA GADI | 25 KVA | 538
8331 | Damoh | Damoh North | Hinota | MURACHH | 11 KV Bardha DL | Muhrai Madiyadoh | 25 KVA ACHALPURA ROAD DEVRAGADI | 25 KVA | 537
8332 | Damoh | Damoh North | Hinota | MURACHH | 11 KV Bardha DL | Muhrai Madiyadoh | 25 KVA BRAJ KE PAS DEVRAGADI | 25 KVA | 527
8333 | Damoh | Damoh North | Hinota | MURACHH | 11 KV Bardha DL | Muhrai Madiyadoh | 25 KVA HADOL CHABOTARA DEVRAGADI | 25 KVA | 523
8334 | Damoh | Damoh North | Hinota | MURACHH | 11 KV Bardha DL | Bhatdeva | 63 KVA ROAD PAR KHAMRIYA | 63 KVA | 454
8335 | Damoh | Damoh North | Hinota | MURACHH | 11 KV Bardha DL | Bhatdeva | 25 KVA KHAMRIYA | 25 KVA | 451
8336 | Damoh | Damoh North | Hinota | MURACHH | 11 KV Bardha DL | Bhatdeva | 25 KVA SCHOOL KE PAS BHATDEVA | 25 KVA | 444
8337 | Damoh | Damoh North | Hinota | MURACHH | 11 KV Bardha DL | Bhatdeva | 25 KVA SCHOOL KE PAS KHAMRIYA | 25 KVA | 440
8338 | Damoh | Damoh North | Hinota | MURACHH | 11 KV Bardha DL | Bhatdeva | 25 KVA GAV KE PAS DEVRA GADI | 25 KVA | 177
8339 | Damoh | Damoh North | Hinota | MURACHH | 11 KV Bardha DL | Bhatdeva | 25 KVA TAPRIYA KHAMARIYA | 25 KVA | 175
8340 | Damoh | Damoh North | Hinota | MURACHH | 11 KV Bardha DL | Bhatdeva | 63 KVA ROAD KHAMARIYA | 63 KVA | 172
8341 | Damoh | Damoh North | Hinota | MURACHH | 11 KV Bardha DL | Bhatdeva | 25 KVA KHAMRIYA | 25 KVA | 163
8342 | Damoh | Damoh North | Hinota | MURACHH | 11 KV Bardha DL | Murachh | 25 KVA BASTI MURACHH | 100 KVA | 158
8343 | Damoh | Damoh North | Hinota | MURACHH | 11 KV Bardha DL | Murachh | 25 KVA PHE WALA MURACHH | 25 KVA | 153
8344 | Damoh | Damoh North | Hinota | MURACHH | 11 KV Bardha DL | Murachh | 25 KVA AIRWAR MURACHH | 25 KVA | 148
8345 | Damoh | Damoh North | Hinota | MURACHH | 11 KV Bardha DL | Murachh | 25 KVA NALA MURACHH | 25 KVA | 147
8346 | Damoh | Damoh North | Hinota | MURACHH | 11 KV Bardha DL | Muhrai Madiyadoh | 25 KVA PATELI MUHALLA BHATDEVA | 25 KVA | 127
8347 | Damoh | Damoh North | Hinota | MURACHH | 11 KV Bardha DL | Muhrai Madiyadoh | 25 KVA BATI DEVRAGADI | 25 KVA | 125
8348 | Damoh | Damoh North | Hinota | MURACHH | 11 KV Bardha DL | Muhrai Madiyadoh | 25 KVA BASTI BHATDEVA | 25 KVA | 124
8349 | Damoh | Damoh North | Hinota | MURACHH | 11 KV Bardha DL | Muhrai Madiyadoh | 25 KVA BASTI KE PAS DERAGADI | 25 KVA | 123
8350 | Damoh | Damoh North | Hinota | MURACHH | 11 KV Bardha DL | Muhrai Madiyadoh | 25 KVA NADI KE PAS DEVRAGDI | 25 KVA | 113
8351 | Damoh | Damoh North | Hinota | MURACHH | 11 KV Bardha DL | Muhrai Madiyadoh | 25 KVA TIGDDA DEVRAGADI | 25 KVA | 109
8352 | Damoh | Damoh North | Hinota | MURACHH | 11 KV Bardha DL | Muhrai Madiyadoh | 25 VA GAV KE BAHAR BHATDEVA | 25 KVA | 80
8353 | Damoh | Damoh North | Hinota | MURACHH | 11 KV Bardha DL | Muhrai Madiyadoh | 25 KVA SCHOOL KE PAS DEVRAGADI2 | 25 KVA | 79
8354 | Damoh | Damoh North | Hinota | MURACHH | 11 KV Bardha DL | Bandha | 25 KVA UPSVSHTHY KENDRA VARDHA | 25 KVA | 983
8355 | Damoh | Damoh North | Hinota | MURACHH | 11 KV Bardha DL | Bardha | 25 KVA TALAB WALA VARDHA | 25 KVA | 986
8356 | Damoh | Damoh North | Hinota | MURACHH | 11 KV Bardha DL | Bardha | 25 KVA NAL KE PAS VARDHA | 25 KVA | 988
8357 | Damoh | Damoh North | Hinota | MURACHH | 11 KV Bardha DL | Bardha | 25 KVA BASTI BARDHA | 25 KVA | 997
8358 | Damoh | Damoh North | Hinota | MURACHH | 11 KV Bardha DL | Bardha | 25 KVA BASTI 2 VARDHA | 25 KVA | 998
8359 | Damoh | Damoh North | Hinota | MURACHH | 11 KV Bardha DL | Bardha | 25 KVA NEEM PAS VARDHA | 25 KVA | 1002
8360 | Damoh | Damoh North | Hinota | MURACHH | 11 KV Bardha DL | Pondi Madiyadoh | 25 KVA NALA KE PAS VARDHA | 25 KVA | 1009
8361 | Damoh | Damoh North | Hinota | MURACHH | 11 KV Bardha DL | Bardha | 63 KVA PODI ROAD VARDHA | 63 KVA | 1015
8362 | Damoh | Damoh North | Hinota | MURACHH | 11 KV Bardha DL | Kheridamodar | 25 KVA HARIRAM KI CHAKKI KE PASVARDHA | 25 KVA | 1019
8363 | Damoh | Damoh North | Hinota | MURACHH | 11 KV Bardha DL | Pondi Madiyadoh | 25 KVA AIRTEL TOWER VARDHA | 25 KVA | 1024
8364 | Damoh | Damoh North | Hinota | MURACHH | 11 KV Bardha DL | Pondi Madiyadoh | 63 KVA SCHOOL PAS PODI | 63 KVA | 1043
8365 | Damoh | Damoh North | Hinota | MURACHH | 11 KV Bardha DL | Pondi Madiyadoh | 25 KVA MEN ROAD PODI | 25 KVA | 1057
8366 | Damoh | Damoh North | Hinota | MURACHH | 11 KV Bardha AG | Digi | 25 KVA DINESH UPADHYAY JAMUNJHIRIYA | 25 KVA | 846
8367 | Damoh | Damoh North | Hinota | MURACHH | 11 KV Bardha AG | Digi | 63 KVA JAMUNJHIRIUYA | 63 KVA | 841
8368 | Damoh | Damoh North | Hinota | MURACHH | 11 KV Bardha AG | Patha | 25 KVA PILLU PATEL JAMUNJHIRIYA | 25 KVA | 827
8369 | Damoh | Damoh North | Hinota | MURACHH | 11 KV Bardha AG | Patha | 25 KVA KALLU KURMI PATHA | 25 KVA | 823
8370 | Damoh | Damoh North | Hinota | MURACHH | 11 KV Bardha AG | Patha | 25 KVA AJUDDI PATHA | 25 KVA | 821
8371 | Damoh | Damoh North | Hinota | MURACHH | 11 KV Bardha AG | Khadpura | 63 KVA PAPPU PATEL PATHA | 63 KVA | 814
8372 | Damoh | Damoh North | Hinota | MURACHH | 11 KV Bardha AG | Khadpura | 25 KVA HUKUM PATEL PATHA | 25 KVA | 813
8373 | Damoh | Damoh North | Hinota | MURACHH | 11 KV Bardha AG | Khadpura | 25 KVA KHADPUR HAR 2 | 25 KVA | 811
8374 | Damoh | Damoh North | Hinota | MURACHH | 11 KV Bardha AG | Khadpura | 25 KVA KHADPURA HAR PATHA | 25 KVA | 808
8375 | Damoh | Damoh North | Hinota | MURACHH | 11 KV Bardha AG | Khadpura | 25 KVA PANNA KURMI PATHA | 25 KVA | 806
8376 | Damoh | Damoh North | Hinota | MURACHH | 11 KV Bardha AG | Khadpura | 25 KVA DARE PATEL PATHA | 25 KVA | 800
8377 | Damoh | Damoh North | Hinota | MURACHH | 11 KV Bardha AG | Khadpura | 100 KVA RATKA PATHA | 100 KVA | 797
8378 | Damoh | Damoh North | Hinota | MURACHH | 11 KV Bardha AG | Khadpura | 25 KVA MARGHATA PATHA | 25 KVA | 791
8379 | Damoh | Damoh North | Hinota | MURACHH | 11 KV Bardha AG | Pali | 25 KVA NANNU PALI HAR | 25 KVA | 786
8380 | Damoh | Damoh North | Hinota | MURACHH | 11 KV Bardha AG | Pali | 25 KVA LAKHAN MAGRELA | 25 KVA | 784
8381 | Damoh | Damoh North | Hinota | MURACHH | 11 KV Bardha AG | Khadpura | 63 KVA DHUNIYA KE KHET ME PALI HAR | 63 KVA | 777
8382 | Damoh | Damoh North | Hinota | MURACHH | 11 KV Bardha AG | Pali | 25 KVA NANGU RAJAK PALI | 25 KVA | 762
8383 | Damoh | Damoh North | Hinota | MURACHH | 11 KV Bardha AG | Pali | 63 KVA KHADPURA HAR PALI | 63 KVA | 758
8384 | Damoh | Damoh North | Hinota | MURACHH | 11 KV Bardha AG | Pali | 25 KVA NADIYA WALA 2 PALI | 25 KVA | 741
8385 | Damoh | Damoh North | Hinota | MURACHH | 11 KV Bardha AG | Murachh | 63 KVA NADIYA WALA | 63 KVA | 725
8386 | Damoh | Damoh North | Hinota | MURACHH | 11 KV Bardha AG | Murachh | 25 KVA BIDYANA KE AAGE MURACH | 25 KVA | 720
8387 | Damoh | Damoh North | Hinota | MURACHH | 11 KV Bardha AG | Murachh | 100 KVA BIDYANA MURACHH | 100 KVA | 717
8388 | Damoh | Damoh North | Hinota | MURACHH | 11 KV Bardha AG | Malwara Madiyadoh | 100 KVA KASHA HAR MURACHH | 100 KVA | 716
8389 | Damoh | Damoh North | Hinota | MURACHH | 11 KV Bardha AG | Murachh | 25 KVA SANTOSH LODHI WALAMURACHH | 25 KVA | 701
8390 | Damoh | Damoh North | Hinota | MURACHH | 11 KV Bardha AG | Achalpura | 25 KVA GANGU AHIRWAR WALA | 25 KVA | 694
8391 | Damoh | Damoh North | Hinota | MURACHH | 11 KV Bardha AG | Achalpura | 25 KVA RAMDEV PATHAK WALA | 25 KVA | 688
8392 | Damoh | Damoh North | Hinota | MURACHH | 11 KV Bardha AG | Achalpura | 25 KVA SURENDRA RAJPUT UDAYPURA HAR | 25 KVA | 686
8393 | Damoh | Damoh North | Hinota | MURACHH | 11 KV Bardha AG | Achalpura | 25 KVA RAJESH PATEL BARKHERA WALE | 25 KVA | 681
8394 | Damoh | Damoh North | Hinota | MURACHH | 11 KV Bardha AG | Achalpura | 25 KVA CHINTU AHIRWAR WALA | 25 KVA | 675
8395 | Damoh | Damoh North | Hinota | MURACHH | 11 KV Bardha AG | Achalpura | 63 KVA TAGAR MONTI PATEL WALA | 63 KVA | 672
8396 | Damoh | Damoh North | Hinota | MURACHH | 11 KV Bardha AG | Barkhera Kalar | 25 KVA KASHIRAM PATEL DEVRAGADI WALE | 25 KVA | 669
8397 | Damoh | Damoh North | Hinota | MURACHH | 11 KV Bardha AG | Achalpura | 25 KVA MANOHAR AHIRWAR BARKHERA WALE | 25 KVA | 665
8398 | Damoh | Damoh North | Hinota | MURACHH | 11 KV Bardha AG | Achalpura | 25 KVA MITHTHU PATEL BARKHERA WALE | 25 KVA | 659
8399 | Damoh | Damoh North | Hinota | MURACHH | 11 KV Bardha AG | Achalpura | 25 KVA PUNNU AHIRWAR DEVRAGARHI ROAD | 25 KVA | 657
8401 | Damoh | Damoh North | Hinota | MURACHH | 11 KV Bardha AG | Deoragarhi | 25 KVA RAMKUMAR ASATI AAM KE PAS TAGAR | 25 KVA | 634
8402 | Damoh | Damoh North | Hinota | MURACHH | 11 KV Bardha AG | Deoragarhi | 63 KVA BANKELAL PATEL RUDAN HAR | 63 KVA | 629
8403 | Damoh | Damoh North | Hinota | MURACHH | 11 KV Bardha AG | Deoragarhi | 25 KVA NANDKISHOR PATEL RUDAN HAR WALA | 25 KVA | 627
8404 | Damoh | Damoh North | Hinota | MURACHH | 11 KV Bardha AG | Deoragarhi | 25 KVA RAMESHARI PATEL RUDAN HAR | 25 KVA | 622
8405 | Damoh | Damoh North | Hinota | MURACHH | 11 KV Bardha AG | Deoragarhi | 25 KVA KAILASH ASATI RUDAN HAR | 25 KVA | 617
8406 | Damoh | Damoh North | Hinota | MURACHH | 11 KV Bardha AG | Deoragarhi | 25 KVA MULIYA AHIRWAR KHAMRIYA | 25 KVA | 613
8407 | Damoh | Damoh North | Hinota | MURACHH | 11 KV Bardha AG | Deoragarhi | 25 KVA HAR KHAMARIYA | 25 KVA | 604
8408 | Damoh | Damoh North | Hinota | MURACHH | 11 KV Bardha AG | Khamariya Kalar | 25 KVA MAHENDRA ASATI WALA LOHAR WALA KE AAGE | 25 KVA | 600
8409 | Damoh | Damoh North | Hinota | MURACHH | 11 KV Bardha AG | Deoragarhi | 100 KVA LOHAR WALA HAR KHAMARIYA | 100 KVA | 595
8410 | Damoh | Damoh North | Hinota | MURACHH | 11 KV Bardha AG | Khamariya Kalar | 25 KVA SANTI BAI ASATI KHAMARIYA HAR | 25 KVA | 587
8411 | Damoh | Damoh North | Hinota | MURACHH | 11 KV Bardha AG | Deoragarhi | 25 KVA VIJAY ASATI KHAMRIYA | 25 KVA | 583
8412 | Damoh | Damoh North | Hinota | MURACHH | 11 KV Bardha AG | Deoragarhi | 25 KVA JAI KUMAR WALA KHAMRIYA | 25 KVA | 581
8413 | Damoh | Damoh North | Hinota | MURACHH | 11 KV Bardha AG | Deoragarhi | 25 KVA MAIN LINE PAR | 25 KVA | 579
8414 | Damoh | Damoh North | Hinota | MURACHH | 11 KV Bardha AG | Deoragarhi | 25 KVA ABHISEKH ASATI WALA KHAMARIYA HAR | 25 KVA | 575
8415 | Damoh | Damoh North | Hinota | MURACHH | 11 KV Bardha AG | Khamariya Kalar | 25 KVA NITU ASATI MAHUVA KE PAS KHAMRIYA | 25 KVA | 570
8416 | Damoh | Damoh North | Hinota | MURACHH | 11 KV Bardha AG | Bhatdeva | 25 KVA GAV KE PAS | 25 KVA | 564
8417 | Damoh | Damoh North | Hinota | MURACHH | 11 KV Bardha AG | Bhatdeva | 25 KVA DASRATH ASATI WALA KHAMRIYA | 25 KVA | 560
8418 | Damoh | Damoh North | Hinota | MURACHH | 11 KV Bardha AG | Achalpura | 63 KVA MAHUVA KE PAS WALA DEVRAGADI | 63 KVA | 558
8419 | Damoh | Damoh North | Hinota | MURACHH | 11 KV Bardha AG | Udaipura | 25 KVA RAJU NANWANI DEVRAGARHI | 63 KVA | 553
8420 | Damoh | Damoh North | Hinota | MURACHH | 11 KV Bardha AG | Achalpura | 25 KVA MAKHKHU BASOR WALA DEVRAGARHI | 25 KVA | 544
8421 | Damoh | Damoh North | Hinota | MURACHH | 11 KV Bardha AG | Achalpura | 25 KVA BABULAL PATEL DEVRAGADI | 25 KVA | 542
8422 | Damoh | Damoh North | Hinota | MURACHH | 11 KV Bardha AG | Muhrai Madiyadoh | 25 KVA VINOD PATEL DEVRAGADI | 25 KVA | 537
8423 | Damoh | Damoh North | Hinota | MURACHH | 11 KV Bardha AG | Chandena | 25 KVA PADAM MISHRA WALA DEVRAGADI | 25 KVA | 530
8424 | Damoh | Damoh North | Hinota | MURACHH | 11 KV Bardha AG | Muhrai Madiyadoh | 25 KVA NIRAJ PATEL DEVRAGADI | 25 KVA | 527
8425 | Damoh | Damoh North | Hinota | MURACHH | 11 KV Bardha AG | Muhrai Madiyadoh | 63 KVA CHANDA WALA DEVRAGADI | 63 KVA | 522
8426 | Damoh | Damoh North | Hinota | MURACHH | 11 KV Bardha AG | Muhrai Madiyadoh | 63 KVA KACHHARA WALA DEVRAGADI | 63 KVA | 518
8427 | Damoh | Damoh North | Hinota | MURACHH | 11 KV Bardha AG | Muhrai Madiyadoh | 25 KVA RAJESH S/O HAKKI PATEL WALA DEVRAGADI | 25 KVA | 513
8428 | Damoh | Damoh North | Hinota | MURACHH | 11 KV Bardha AG | Pondi Madiyadoh | 25 KVA GANAGARAM AHIRAWAR PONDI | 25 KVA | 1083
8429 | Damoh | Damoh North | Hinota | MURACHH | 11 KV Bardha AG | Pondi Madiyadoh | 25 KVA GAV KE PAS PONDI | 25 KVA | 1078
8430 | Damoh | Damoh North | Hinota | MURACHH | 11 KV Bardha AG | Pondi Madiyadoh | 25 KVA SCHOOL KE PAS PONDI | 25 KVA | 1074
8431 | Damoh | Damoh North | Hinota | MURACHH | 11 KV Bardha AG | Pondi Madiyadoh | 25 KVA PONDI HAR | 25 KVA | 1068
8432 | Damoh | Damoh North | Hinota | MURACHH | 11 KV Bardha AG | Pondi Madiyadoh | 25 KVA STAND KE PAS PONDI | 25 KVA | 1061
8433 | Damoh | Damoh North | Hinota | MURACHH | 11 KV Bardha AG | Pondi Madiyadoh | 25 KVA POOL KE PAS VARDHA | 25 KVA | 1051
8434 | Damoh | Damoh North | Hinota | MURACHH | 11 KV Bardha AG | Pondi Madiyadoh | 25 KVA MARGHATA KE PAS VARDHA | 25 KVA | 1047
8435 | Damoh | Damoh North | Hinota | MURACHH | 11 KV Bardha AG | Niwas | 100 KVA CHENU CHAKKI PAS AGVARDHA | 100 KVA | 1038
8436 | Damoh | Damoh North | Hinota | MURACHH | 11 KV Bardha AG | Niwas | 25 KVA SANTOSH PATEL VARDHA | 25 KVA | 1030
8437 | Damoh | Damoh North | Hinota | MURACHH | 11 KV Bardha AG | Niwas | 25 KVA GHASOTA VARDHA | 25 KVA | 1022
8438 | Damoh | Damoh North | Hinota | MURACHH | 11 KV Bardha AG | Niwas | 63 KVA PARSU PATEL VARDHA | 63 KVA | 1015
8439 | Damoh | Damoh North | Hinota | MURACHH | 11 KV Bardha AG | Niwas | 63 KVA NIWAS HAR | 63 KVA | 1003
8440 | Damoh | Damoh North | Hinota | MURACHH | 11 KV Bardha AG | Niwas | 25 KVA IMLIYA TOLA KE PAS | 25 KVA | 1001
8441 | Damoh | Damoh North | Hinota | MURACHH | 11 KV Bardha AG | Niwas | 25 KVA DURGA CHOBEY NIWAS | 25 KVA | 982
8442 | Damoh | Damoh North | Hinota | MURACHH | 11 KV Bardha AG | Niwas | 25 KVA NANDU PATEL NIWAS | 25 KVA | 979
8443 | Damoh | Damoh North | Hinota | MURACHH | 11 KV Bardha AG | Niwas | 25 KVA KAMLA BAI NIWAS | 25 KVA | 977
8444 | Damoh | Damoh North | Hinota | MURACHH | 11 KV Bardha AG | Niwas | 25 KVA SHRI RAM NIWAS | 25 KVA | 971
8445 | Damoh | Damoh North | Hinota | MURACHH | 11 KV Bardha AG | Niwas | 100 KVA NARESH WALA NIWAS | 100 KVA | 969
8446 | Damoh | Damoh North | Hinota | MURACHH | 11 KV Bardha AG | Niwas | 25 KVA NIWAS BASTI | 25 KVA | 965
8447 | Damoh | Damoh North | Hinota | MURACHH | 11 KV Bardha AG | Digi | 25 KVA PARSOTAM NIWAS | 25 KVA | 957
8448 | Damoh | Damoh North | Hinota | MURACHH | 11 KV Bardha AG | Digi | 63 KVA DHARMENDRA NIWAS | 63 KVA | 956
8449 | Damoh | Damoh North | Hinota | MURACHH | 11 KV Bardha AG | Khadpura | 25 KVA KHUSIRAM DIGI HAR | 25 KVA | 945
8450 | Damoh | Damoh North | Hinota | MURACHH | 11 KV Bardha AG | Khadpura | 25 KVA RAJENDRA SINGH DIGI | 25 KVA | 940
8451 | Damoh | Damoh North | Hinota | MURACHH | 11 KV Bardha AG | Khadpura | 63 KVA ARJUN SINGH DIGI | 63 KVA | 937
8452 | Damoh | Damoh North | Hinota | MURACHH | 11 KV Bardha AG | Khadpura | 63 KVA PARVAT SINGH DIGI | 63 KVA | 934
8453 | Damoh | Damoh North | Hinota | MURACHH | 11 KV Bardha AG | Patha | 100 BASTI PAS DIGI | 100 KVA | 923
8454 | Damoh | Damoh North | Hinota | MURACHH | 11 KV Bardha AG | Dighi | 63 KVA GAV PAS DIGI | 63 KVA | 920
8455 | Damoh | Damoh North | Hinota | MURACHH | 11 KV Bardha AG | Patha | BASANTA CHADAR DIGI | 25 KVA | 915
8456 | Damoh | Damoh North | Hinota | MURACHH | 11 KV Bardha AG | Patha | 25 KVA KOMAL PATEL DIGI | 25 KVA | 908
8457 | Damoh | Damoh North | Hinota | MURACHH | 11 KV Bardha AG | Patha | 25 KVA KRASHNPRATAP DIGI | 25 KVA | 905
8458 | Damoh | Damoh North | Hinota | MURACHH | 11 KV Bardha AG | Patha | 25 KVA ATOLA DIGI | 25 KVA | 899
8459 | Damoh | Damoh North | Hinota | MURACHH | 11 KV Bardha AG | Patha | 63 KVA MANI RAJAK DIGI | 63 KVA | 891
8460 | Damoh | Damoh North | Hinota | MURACHH | 11 KV Bardha AG | Dighi | 63 KVA BABU RAJA DIGI | 63 KVA | 890
8461 | Damoh | Damoh North | Hinota | MURACHH | 11 KV Bardha AG | Dighi | 25 KVA GARG JI DIGI | 25 KVA | 884
8462 | Damoh | Damoh North | Hinota | MURACHH | 11 KV Bardha AG | Patha | 25 KVA RAKESH KUDERIYA DIGI ROAD PATHA | 25 KVA | 876
8463 | Damoh | Damoh North | Hinota | MURACHH | 11 KV Bardha AG | Khadpura | 63 KVA BALLU DIGI ROAD PATHA | 63 KVA | 873
8464 | Damoh | Damoh North | Hinota | MURACHH | 11 KV Bardha AG | Khadpura | 25 KVA PARWATI BAI PATHA | 25 KVA | 869
8465 | Damoh | Damoh North | Hinota | MURACHH | 11 KV Bardha AG | Niwas | 25 KVA JAMUNJHIRIYA HAAR 2 | 25 KVA | 868
8466 | Damoh | Damoh North | Hinota | MURACHH | 11 KV Bardha AG | Digi | 25 KVA HAAR JAMUNJHIRIYA | 25 KVA | 863
8467 | Damoh | Damoh North | Hinota | MURACHH | 11 KV Bardha AG | Digi | 25 KVA SARWAN PATEL JAMUNJHIRIYA | 25 KVA | 860
8468 | Damoh | Damoh North | Hinota | MURACHH | 11 KV Bardha AG | Digi | 63 KVA SCHOOL JAMUNJHIRIYA | 63 KVA | 853
8469 | Damoh | Damoh North | Hinota | MURACHH | 11 KV Bardha AG | Digi | 25 KVA SURAJ ADIWASI JAMUNJHIRIYA | 25 KVA | 848
8470 | Damoh | Damoh North | Hinota | MURACHH | 11 KV Bardha AG | Muhrai Madiyadoh | 63 KVA OMKAR PATEL WALA BHATDEVA | 63 KVA | 505
8471 | Damoh | Damoh North | Hinota | MURACHH | 11 KV Bardha AG | Muhrai Madiyadoh | 100 KVA GAV KE PAS BHATDEVA | 100 KVA | 500
8472 | Damoh | Damoh North | Hinota | MURACHH | 11 KV Bardha AG | Bhatdeva | 63 KVA VIDHYAWARI KE AAGE BHATDEVA | 63 KVA | 497
8473 | Damoh | Damoh North | Hinota | MURACHH | 11 KV Bardha AG | Bhatdeva | 63 KVA VIDHYABARI BHATDEWA | 63 KVA | 495
8474 | Damoh | Damoh North | Hinota | MURACHH | 11 KV Bardha AG | Bhatdeva | 63 KVA BHARYAU WALA BHATDEVA | 63 KVA | 484
8475 | Damoh | Damoh North | Hinota | MURACHH | 11 KV Bardha AG | Bhatdeva | 100 KVA NATWARA BHATDEVA | 100 KVA | 480
8476 | Damoh | Damoh North | Hinota | MURACHH | 11 KV Bardha AG | Bhatdeva | 25 KVA RAGVEER PATEL KHAMARIYA | 25 KVA | 473
8477 | Damoh | Damoh North | Hinota | MURACHH | 11 KV Bardha AG | Bhatdeva | 100 KVA NARWA WALA KHAMARIYA | 100 KVA | 471
8478 | Damoh | Damoh North | Hinota | MURACHH | 11 KV Bardha AG | Deoragarhi | 63 KVA RAJKARAN PATEL KHAMARIYA | 63 KVA | 470
8479 | Damoh | Damoh North | Hinota | MURACHH | 11 KV Bardha AG | Bhatdeva | 63 KVA RAMPRASAD KUSHWAHA KHAMARIYA | 63 KVA | 466
8480 | Damoh | Damoh North | Hinota | MURACHH | 11 KV Bardha AG | Khamariya Kalar | 25 KVA GAV KE BAAHAR KHAMARIYA HAR | 25 KVA | 453
8481 | Damoh | Damoh North | Hinota | MURACHH | 11 KV Bardha AG | Khamariya Kalar | 25 KVA RAMADIN ASATI WALA RAMTALAIYA HAR | 25 KVA | 449
8482 | Damoh | Damoh North | Hinota | MURACHH | 11 KV Bardha AG | Ramtalaiya | 25 KVA AADIWASI WALA RAMTALAIYA HAR | 25 KVA | 448
8483 | Damoh | Damoh North | Hinota | MURACHH | 11 KV Bardha AG | Khamariya Kalar | 63 KVA TARACHAND ASATI RAMTALAIYA HAR | 63 KVA | 440
8484 | Damoh | Damoh North | Hinota | MURACHH | 11 KV Bardha AG | Khamariya Kalar | 25 KVA VISHNU VYAS KHAMRIYA | 25 KVA | 436
8485 | Damoh | Damoh North | Hinota | MURACHH | 11 KV Bardha AG | Khamariya Kalar | 25 KVA VISHNU VYASH RAMTALAIYA HAR | 25 KVA | 435
8486 | Damoh | Damoh North | Hinota | MURACHH | 11 KV Bardha AG | Khamariya Kalar | 63 KVA CHHOTU ASATI RAMTALAIYA HAR | 63 KVA | 431
8487 | Damoh | Damoh North | Hinota | MURACHH | 11 KV Bardha AG | Khamariya Kalar | 25 KVA GANSHU ASATI RAMTALAIYA HAR | 25 KVA | 429
8488 | Damoh | Damoh North | Hinota | MURACHH | 11 KV Bardha AG | Khamariya Kalar | 25 KVA DHARMENDRA ASATI RAMTALAIYA HAR | 25 KVA | 428
8489 | Damoh | Damoh North | Hinota | MURACHH | 11 KV Bardha AG | Khamariya Kalar | 25 KVA VISHNU ASTI RAMTALAIYA HAR | 63 KVA | 424
8490 | Damoh | Damoh North | Hinota | MURACHH | 11 KV Bardha AG | Khamariya Kalar | 25 KVA JUGALKISHOR ASATI KHAMARIYA | 25 KVA | 421
8491 | Damoh | Damoh North | Hinota | MURACHH | 11 KV Bardha AG | Khamariya Kalar | 25 KVA NANDKISHOR/BARELAL ASATI KHAMARIYA | 25 KVA | 420
8492 | Damoh | Damoh North | Hinota | MURACHH | 11 KV Bardha AG | Khamariya Kalar | 25 KVA KOUSAL ASATI KHAMARIYA | 25 KVA | 416
8493 | Damoh | Damoh North | Hinota | MURACHH | 11 KV Bardha AG | Khamariya Kalar | 25 KVA KHILAN AHIRWAR WALA MURACHA WALE | 25 KVA | 408
8494 | Damoh | Damoh North | Hinota | MURACHH | 11 KV Bardha AG | Bhatdeva | 25 KVA LOKESH ASATI KHAMARIYA | 25 KVA | 402
8495 | Damoh | Damoh North | Hinota | MURACHH | 11 KV Bardha AG | Bhatdeva | 25 KVA JEEVAN ASATI KHAMARIYA | 25 KVA | 397
8496 | Damoh | Damoh North | Hinota | MURACHH | 11 KV Bardha AG | Murachh | 25 KVA SANTOSH VYAS MURACHH | 25 KVA | 394
8497 | Damoh | Damoh North | Hinota | MURACHH | 11 KV Bardha AG | Bhatdeva | 25 KVA SHAKUN KHAN MURACHH | 25 KVA | 390
8498 | Damoh | Damoh North | Hinota | MURACHH | 11 KV Bardha AG | Bhatdeva | 25 KVA TANTU SAHU MURACHH | 25 KVA | 385
8499 | Damoh | Damoh North | Hinota | MURACHH | 11 KV Bardha AG | Bhatdeva | 63 KVA BADRI ASATI KHAMRIYA | 63 KVA | 380
8501 | Damoh | Damoh North | Hinota | MURACHH | 11 KV Bardha AG | Bhatdeva | 25 KVA MITHLESH SAHU MURACHH | 25 KVA | 362
8502 | Damoh | Damoh North | Hinota | MURACHH | 11 KV Bardha AG | Bhatdeva | 100 KVA PUTANYAU MURACHH | 100 KVA | 353
8503 | Damoh | Damoh North | Hinota | MURACHH | 11 KV Bardha AG | Bhatdeva | 63 KVA BADRI VYAS MURACHH | 63 KVA | 352
8504 | Damoh | Damoh North | Hinota | MURACHH | 11 KV Bardha AG | Bhatdeva | 25 KVA THUTHA RAJAK MURACHH | 25 KVA | 346
8505 | Damoh | Damoh North | Hinota | MURACHH | 11 KV Kamta DL | Kamta | 25 KVA TAPRAN KAMTA | 25 KVA | 59
8506 | Damoh | Damoh North | Hinota | MURACHH | 11 KV Kamta DL | Kamta | 25 KVA 1ST NO. DTR KAMTA | 25 KVA | 68
8507 | Damoh | Damoh North | Hinota | MURACHH | 11 KV Kamta DL | Kamta | 25 KVA KHIRKA DADPUR | 25 KVA | 69
8508 | Damoh | Damoh North | Hinota | MURACHH | 11 KV Kamta DL | Kamta | 25 KVA 2ND NO. DTR KAMTA | 25 KVA | 70
8509 | Damoh | Damoh North | Hinota | MURACHH | 11 KV Kamta DL | Kamta | 25 KVA HAND PUMP KE PAS SUJANTAJAIYA | 25 KVA | 99
8510 | Damoh | Damoh North | Hinota | MURACHH | 11 KV Kamta DL | Kamta | 25 KVA HARIJAN WARD SUJANTALAIYA | 25 KVA | 104
8511 | Damoh | Damoh North | Hinota | MURACHH | 11 KV Kamta DL | Sujantalaiya | 25 KVA HARIJAN WARD DADPUR | 25 KVA | 128
8512 | Damoh | Damoh North | Hinota | MURACHH | 11 KV Kamta DL | Sujantalaiya | 63 KVA STAND DADPUR | 63 KVA | 131
8513 | Damoh | Damoh North | Hinota | MURACHH | 11 KV Kamta DL | Sujantalaiya | 25 KVA P.H.E WALA DADPUR | 25 KVA | 137
8514 | Damoh | Damoh North | Hinota | MURACHH | 11 KV Kamta DL | Sujantalaiya | 25KVA GHURE WALA DADPUR | 25 KVA | 138
8515 | Damoh | Damoh North | Hinota | MURACHH | 11 KV Kamta DL | Sujantalaiya | 25 KVA RADHE MANDIR KE PAS DADPUR | 25 KVA | 139
8516 | Damoh | Damoh North | Hinota | MURACHH | 11 KV Kamta DL | Sujantalaiya | 25 KVA PEEPAL KE PAS DADPUR | 25 KVA | 140
8517 | Damoh | Damoh North | Hinota | MURACHH | 11 KV Kamta DL | Dadpur | 25 KVA MANDIR KE PAS WALA KHAIRI | 25 KVA | 187
8518 | Damoh | Damoh North | Hinota | MURACHH | 11 KV Kamta DL | Dadpur | 25 KVA HARIJAN DADPUR | 25 KVA | 188
8519 | Damoh | Damoh North | Hinota | MURACHH | 11 KV Kamta DL | Kheridamodar | 25 KVA SYAMLAL KE GHAR KE PAS KHAIRA | 25 KVA | 209
8520 | Damoh | Damoh North | Hinota | MURACHH | 11 KV Kamta DL | Kheridamodar | 25 KVA SCHOOL KHAIRA | 25 KVA | 214
8521 | Damoh | Damoh North | Hinota | MURACHH | 11 KV Kamta DL | Kheridamodar | 25 KVA KAMLESH KE GHAR KE PAS | 25 KVA | 218
8522 | Damoh | Damoh North | Hinota | MURACHH | 11 KV Kamta DL | Dadpur | 25 KVA MARGHATA 1 KHAIRI | 25 KVA | 220
8523 | Damoh | Damoh North | Hinota | MURACHH | 11 KV Kamta DL | Dadpur | 25 KVA MARGHATA 2 KHAIRI | 25 KVA | 221
8524 | Damoh | Damoh North | Hinota | MURACHH | 11 KV Kamta DL | Dadpur | 25 KVA BASTI KHAIRI | 25 KVA | 223
8525 | Damoh | Damoh North | Hinota | MURACHH | 11 KV Kamta AG | Dadpur | 100 KVA MAHAGAR HAR DADPUR | 100 KVA | 202
8526 | Damoh | Damoh North | Hinota | MURACHH | 11 KV Kamta AG | Dadpur | 25 KVA MAHAGAR 2 DADPUR | 25 KVA | 200
8527 | Damoh | Damoh North | Hinota | MURACHH | 11 KV Kamta AG | Dadpur | 25 KVA TARRU WALA DADPUR | 25 KVA | 196
8528 | Damoh | Damoh North | Hinota | MURACHH | 11 KV Kamta AG | Sujantalaiya | 63 KVA GUHARI WALA DADPUR | 63 KVA | 181
8529 | Damoh | Damoh North | Hinota | MURACHH | 11 KV Kamta AG | Sujantalaiya | 25 KVA CHANDRAKISHOR PATEL WALA DADPUR | 25 KVA | 177
8530 | Damoh | Damoh North | Hinota | MURACHH | 11 KV Kamta AG | Sujantalaiya | 25 KVA KALU KE GHAR KE PAS DADPUR | 25 KVA | 175
8531 | Damoh | Damoh North | Hinota | MURACHH | 11 KV Kamta AG | Sujantalaiya | 25 KVA NARVA WALA DADPUR | 25 KVA | 169
8532 | Damoh | Damoh North | Hinota | MURACHH | 11 KV Kamta AG | Kamta | 25 KVA GHORI HAR DADPUR | 25 KVA | 165
8533 | Damoh | Damoh North | Hinota | MURACHH | 11 KV Kamta AG | Sujantalaiya | 25 KVA DALSAGAR DADPUR | 25 KVA | 157
8534 | Damoh | Damoh North | Hinota | MURACHH | 11 KV Kamta AG | Sujantalaiya | 25 KVA BANSHI AHIRWAR WALA DADPUR | 25 KVA | 155
8535 | Damoh | Damoh North | Hinota | MURACHH | 11 KV Kamta AG | Sujantalaiya | 25 KVA JAGDISH WALA DADPUPR | 25 KVA | 145
8536 | Damoh | Damoh North | Hinota | MURACHH | 11 KV Kamta AG | Sujantalaiya | 63 KVA RAJKARAN WALA DADPUR | 63 KVA | 137
8537 | Damoh | Damoh North | Hinota | MURACHH | 11 KV Kamta AG | Sujantalaiya | 25 KVA CHHTRAPAL PATEL WALA DADPUR | 25 KVA | 132
8538 | Damoh | Damoh North | Hinota | MURACHH | 11 KV Kamta AG | Sujantalaiya | 63 KVA BHARYA HAAR DADPUR | 63 KVA | 130
8539 | Damoh | Damoh North | Hinota | MURACHH | 11 KV Kamta AG | Kamta | 25 KVA SCHOOL KE PAS SUJANTALAIYA | 25 KVA | 124
8540 | Damoh | Damoh North | Hinota | MURACHH | 11 KV Kamta AG | Kamta | 25 KVA NADI KE PAS SUJANTALAIYA | 25 KVA | 119
8541 | Damoh | Damoh North | Hinota | MURACHH | 11 KV Kamta AG | Kamta | 100 KVA GAV KE PAS SUJANTALAIYA | 100 KVA | 108
8542 | Damoh | Damoh North | Hinota | MURACHH | 11 KV Kamta AG | Sujantalaiya | 25 KVA MAHENDRA PATEL WALA | 25 KVA | 102
8543 | Damoh | Damoh North | Hinota | MURACHH | 11 KV Kamta AG | Sujantalaiya | 25 KVA PANDEY WALA SUJANTALAIYA | 25 KVA | 94
8544 | Damoh | Damoh North | Hinota | MURACHH | 11 KV Kamta AG | Kamta | 25 KVA GHANSHYAM WALA SUJANTALAIYA | 25 KVA | 90
8545 | Damoh | Damoh North | Hinota | MURACHH | 11 KV Kamta AG | Kamta | 25 KVA TOWER WALA SUJANTALAIYA | 25 KVA | 87
8546 | Damoh | Damoh North | Hinota | MURACHH | 11 KV Kamta AG | Kamta | 25 KVA BHUTIYA ADIWASI WALA SUJANTALAIYA | 25 KVA | 78
8547 | Damoh | Damoh North | Hinota | MURACHH | 11 KV Kamta AG | Kamta | 25 KVA MILAN AHIRWAR WALA SUJANTALAIYA | 25 KVA | 71
8548 | Damoh | Damoh North | Hinota | MURACHH | 11 KV Kamta AG | Kamta | 25 KVA PUSHVENDRA WALA SUJANTALAIYA | 25 KVA | 66
8549 | Damoh | Damoh North | Hinota | MURACHH | 11 KV Kamta AG | Kamta | 100 TAGAR WALA KAMTA | 100 KVA | 58
8550 | Damoh | Damoh North | Hinota | MURACHH | 11 KV Kamta AG | Kamta | 25 KVA BADRI WALA KAMTA | 25 KVA | 53
8551 | Damoh | Damoh North | Hinota | MURACHH | 11 KV Kamta AG | Kamta | 63 KVA TAPRAN WALA KAMTA | 63 KVA | 45
8552 | Damoh | Damoh North | Hinota | MURACHH | 11 KV Kamta AG | Kamta | 25 KVA KOMAL WALA KAMTA | 25 KVA | 41
8553 | Damoh | Damoh North | Hinota | MURACHH | 11 KV Kamta AG | Kamta | 63 KVA KAWAR HAR KAMTA | 63 KVA | 36
8554 | Damoh | Damoh North | Hinota | MURACHH | 11 KV Kamta AG | Kamta | 100 KVA MARGHATA WALA KAMTA | 100 KVA | 31
8555 | Damoh | Damoh North | Hinota | MURACHH | 11 KV Kamta AG | Murachh | 63 KVA BAGEECHA WALA KAMTA | 63 KVA | 24
8556 | Damoh | Damoh North | Hinota | MURACHH | 11 KV Kamta AG | Murachh | 63 KVA MISHRA WALA MURACHH | 63 KVA | 20
8557 | Damoh | Damoh North | Hinota | MURACHH | 11 KV Kamta AG | Murachh | 100 KVA GUGRI MATA MURACHH | 100 KVA | 16
8558 | Damoh | Damoh North | Hinota | MURACHH | 11 KV Kamta AG | Murachh | 63 KVA TALAIYA WALA MURACH | 63 KVA | 8
8559 | Damoh | Damoh North | Hinota | MURACHH | 11 KV Kamta AG | Dadpur | 25 KVA MAHENDRA WALA KHAIRI | 25 KVA | 216
8560 | Damoh | Damoh North | Hinota | MURACHH | 11 KV Kamta AG | Dadpur | 25 KVA GOTAM WALA KHAIRI | 25 KVA | 220
8561 | Damoh | Damoh North | Hinota | MURACHH | 11 KV Kamta AG | Dadpur | 25 KVA ASHOK WALA KHAIRI | 25 KVA | 221
8562 | Damoh | Damoh North | Hinota | MURACHH | 11 KV Kamta AG | Dadpur | 25 KVA GANESH WALA KHAIRI | 25 KVA | 224
8563 | Damoh | Damoh North | Hinota | MURACHH | 11 KV Kamta AG | Dadpur | 25 KVA BANDU PATEL WALA KHAIRI | 25 KVA | 233
8564 | Damoh | Damoh North | Hinota | MURACHH | 11 KV Kamta AG | Malwara Siri | 25 KVA BADRI PATEL KHAIRI | 25 KVA | 235
8565 | Damoh | Damoh North | Hinota | MURACHH | 11 KV Kamta AG | Malwara Siri | 25 KVA SITARAM WALA KHAIRI | 25 KVA | 239
8566 | Damoh | Damoh North | Hinota | MURACHH | 11 KV Kamta AG | Dadpur | 25 KVA CHARAN WALA KHAIRI | 25 KVA | 241
8567 | Damoh | Damoh North | Hinota | MURACHH | 11 KV Kamta AG | Malwara Siri | 25 KVA SURESH KHAIRA WALE | 25 KVA | 245
8568 | Damoh | Damoh North | Hinota | MURACHH | 11 KV Kamta AG | Malwara Siri | 25 KVA BHAGCHAND PATEL KHAIRI | 25 KVA | 248
8569 | Damoh | Damoh North | Hinota | MURACHH | 11 KV Kamta AG | Dadpur | 25 KVA KISHORI WALA KHAIRI | 25 KVA | 251
8570 | Damoh | Damoh North | Hinota | MURACHH | 11 KV Kamta AG | Dadpur | 25 KVA TULSI WALA KHAIRI | 25 KVA | 254
8571 | Damoh | Damoh North | Hinota | MURACHH | 11 KV Kamta AG | Dadpur | 25 KVA MURARI WALA KHAIRI | 25 KVA | 263
8572 | Damoh | Damoh North | Hinota | MURACHH | 11 KV Kamta AG | Dadpur | 25 KVA SHIVDAYAL WALA KHAIRI | 25 KVA | 264
8573 | Damoh | Damoh North | Hinota | MURACHH | 11 KV Kamta AG | Dadpur | 25 KVA RAMMILAN WALA KHAIRI | 25 KVA | 268
8574 | Damoh | Damoh North | Hinota | MURACHH | 11 KV Kamta AG | Dadpur | 25 KVA RAMRATAN WALA KHAIRI | 25 KVA | 271
8575 | Damoh | Damoh North | Hinota | MURACHH | 11 KV Kamta AG | Dadpur | 25 KVA KANCHHEDI WALA KHAIRI | 25 KVA | 272
8576 | Damoh | Damoh North | Hinota | MURACHH | 11 KV Kamta AG | Dadpur | 63 KVA GAV WALA KHAIRI | 63 KVA | 276
8577 | Damoh | Damoh North | Hinota | MURACHH | 11 KV Kamta AG | Dadpur | 25 KVA KESHU WALA KHAIRI | 25 KVA | 279
8578 | Damoh | Damoh North | Hinota | MURACHH | 11 KV Kamta AG | Dadpur | 25 KVA SHOKI WALA KHAIRI | 25 KVA | 281
8579 | Damoh | Damoh North | Hinota | MURACHH | 11 KV Kamta AG | Dadpur | 25 KVA CHATARE WALA KHAIRI | 25 KVA | 282
8580 | Damoh | Damoh North | Hinota | MURACHH | 11 KV Kamta AG | Dadpur | 25 KVA SARVAN WALA KHAIRI | 25 KVA | 284
8581 | Damoh | Damoh North | Hinota | MURACHH | 11 KV Kamta AG | Dadpur | 25 KVA BRAJLAL PATEL KHAIRI | 25 KVA | 288
8582 | Damoh | Damoh North | Hinota | MURACHH | 11 KV Kamta AG | Kheridamodar | 63 KVA GAV KE PAS KHAIRA | 63 KVA | 295
8583 | Damoh | Damoh North | Hinota | MURACHH | 11 KV Kamta AG | Kheridamodar | 25 KVA GOPAL WALA KHAIRA | 25 KVA | 300
8584 | Damoh | Damoh North | Hinota | MURACHH | 11 KV Kamta AG | Kheridamodar | 25 KVA KOTWAL WALA KHAIRA | 25 KVA | 303
8585 | Damoh | Damoh North | Hinota | MURACHH | 11 KV Kamta AG | Kheridamodar | 25 KVA GUHARI WALA KHAIRA | 25 KVA | 304
8586 | Damoh | Damoh North | Hinota | MURACHH | 11 KV Kamta AG | Kheridamodar | 25 KVA GUHARI HAAR KHAIRA | 25 KVA | 306
8587 | Damoh | Damoh North | Hinota | MURACHH | 11 KV Kamta AG | Kheridamodar | 25 KVA SHANKAR WALA KHAIRA | 25 KVA | 308
8588 | Damoh | Damoh North | Hinota | MURACHH | 11 KV Kamta AG | Kheridamodar | 25 KVA GUJAR WALA KHAIRA | 25 KVA | 311
8589 | Damoh | Damoh North | Hinota | MURACHH | 11 KV Kamta AG | Kheridamodar | 25 KVA RAMNATH WALA KHAIRA | 25 KVA | 313
8590 | Damoh | Damoh North | Hinota | MURACHH | 11 KV Kamta AG | Malwara Siri | 25 KVA SYAMLAL KHAMRGOUR NIWASI | 25 KVA | 318
8591 | Damoh | Damoh North | Hinota | MURACHH | 11 KV Kamta AG | Malwara Siri | 25 KVA HETRAM KHAMRGOUR WALE | 25 KVA | 320
8592 | Damoh | Damoh North | Hinota | MURACHH | 11 KV Kamta AG | Khaira | 25 KVA PRAJAPATI KHAMRGOUR NIWASI | 25 KVA | 328
8593 | Damoh | Damoh North | Hinota | MURACHH | 11 KV Kamta AG | Harduwa Umrao | 25 KVA SARPANCH KHAMRGOUR NIWASI | 25 KVA | 332
8594 | Damoh | Damoh North | Narsingarh | NARSINGARH | 11 KV Motha+Sitanagar DL | Bakayan | 25 KVA BARKHEDA CHOPRA HAR | 25 KVA | 621
8595 | Damoh | Damoh North | Narsingarh | NARSINGARH | 11 KV Motha+Sitanagar DL | Bhatera | BASTI WALA-2 | 25 KVA | 600
8596 | Damoh | Damoh North | Narsingarh | NARSINGARH | 11 KV Motha+Sitanagar DL | Bhatera | BASTI WALA-1 | 25 KVA | 599
8597 | Damoh | Damoh North | Narsingarh | NARSINGARH | 11 KV Motha+Sitanagar DL | Sirsiya | 25 KVA SIRSIYA BASTI | 16 KVA | 577
8598 | Damoh | Damoh North | Narsingarh | NARSINGARH | 11 KV Motha+Sitanagar DL | Sirsiya | 63 KVA BAASTI MOTHA | 63 KVA | 569
8599 | Damoh | Damoh North | Narsingarh | NARSINGARH | 11 KV Motha+Sitanagar DL | Sirsiya | 25 KVA MOTHA ROAD WALA | 25 KVA | 563
8601 | Damoh | Damoh North | Narsingarh | NARSINGARH | 11 KV Motha+Sitanagar DL | Chainpura | BASTI WALA-4 | 25 KVA | 521
8602 | Damoh | Damoh North | Narsingarh | NARSINGARH | 11 KV Motha+Sitanagar DL | Chainpura | BASTI WALA-5 | 16 KVA | 520
8603 | Damoh | Damoh North | Narsingarh | NARSINGARH | 11 KV Motha+Sitanagar DL | Chainpura | BASTI WALA-3 | 100 KVA | 517
8604 | Damoh | Damoh North | Narsingarh | NARSINGARH | 11 KV Motha+Sitanagar DL | Chainpura | BASTI 2 | 25 KVA | 512
8605 | Damoh | Damoh North | Narsingarh | NARSINGARH | 11 KV Motha+Sitanagar DL | Motha | BASTI WALA-1 | 63 KVA | 504
8606 | Damoh | Damoh North | Narsingarh | NARSINGARH | 11 KV Motha+Sitanagar DL | Mahuna | 63 KVA MAJHAR WALA | 100 KVA | 471
8607 | Damoh | Damoh North | Narsingarh | NARSINGARH | 11 KV Motha+Sitanagar DL | Bakayan | 25 KVA CHOPRAA BASTI | 25 KVA | 630
8608 | Damoh | Damoh North | Narsingarh | NARSINGARH | 11 KV Motha+Sitanagar DL | Barkhera Nahar | 63 KVA BARKHEDA NAHAR BASTI | 63 KVA | 645
8609 | Damoh | Damoh North | Narsingarh | NARSINGARH | 11 KV Narsingarh DL | Narsinghgarh (CT) | 63 KVA SBI NARSINGARH | 25 KVA | 2052
8610 | Damoh | Damoh North | Narsingarh | NARSINGARH | 11 KV Narsingarh DL | Narsinghgarh (CT) | KRISHN MANDIR 200 KVA | 100 KVA | 2059
8611 | Damoh | Damoh North | Narsingarh | NARSINGARH | 11 KV Narsingarh DL | Narsinghgarh (CT) | 25 KVA AIRTELL TOWER | 25 KVA | 2071
8612 | Damoh | Damoh North | Narsingarh | NARSINGARH | 11 KV Narsingarh DL | Narsinghgarh (CT) | 25 TOWER | 63 KVA | 2093
8613 | Damoh | Damoh North | Narsingarh | NARSINGARH | 11 KV Narsingarh DL | Narsinghgarh (CT) | AIRTEL TOWER | 25 KVA | 2095
8614 | Damoh | Damoh North | Narsingarh | NARSINGARH | 11 KV Narsingarh DL | Narsinghgarh (CT) | DEVDIVYA PETROL PUMP | 25 KVA | 2105
8615 | Damoh | Damoh North | Narsingarh | NARSINGARH | 11 KV Narsingarh DL | Narsinghgarh (CT) | 25 KVA RLINCE | 25 KVA | 2108
8616 | Damoh | Damoh North | Narsingarh | NARSINGARH | 11 KV Narsingarh DL | Narsinghgarh (CT) | 25 KVA TATA TOWER | 25 KVA | 2111
8617 | Damoh | Damoh North | Narsingarh | NARSINGARH | 11 KV Narsingarh DL | Narsinghgarh (CT) | 63 KVA DEV DIVYA PETROL PUMP | 63 KVA | 2116
8618 | Damoh | Damoh North | Narsingarh | NARSINGARH | 11 KV Narsingarh DL | Motha | GWAL MOHALL 100 KVA | 100 KVA | 2126
8619 | Damoh | Damoh North | Narsingarh | NARSINGARH | 11 KV Narsingarh DL | Narsinghgarh (CT) | 100 KVA RAM MANDIR | 100 KVA | 2133
8620 | Damoh | Damoh North | Narsingarh | NARSINGARH | 11 KV Narsingarh DL | Narsinghgarh (CT) | WATCH MAI COLONI 25 KVA | 63 KVA | 2137
8621 | Damoh | Damoh North | Narsingarh | NARSINGARH | 11 KV Narsingarh DL | Narsinghgarh (CT) | RAM MANDIR 25 KVA | 25 KVA | 2142
8622 | Damoh | Damoh North | Narsingarh | NARSINGARH | 11 KV Narsingarh DL | Narsinghgarh (CT) | IDEA TOWER 25 KVA | 25 KVA | 2143
8623 | Damoh | Damoh North | Narsingarh | NARSINGARH | 11 KV Narsingarh DL | Motha | REST HOUSE 100 KVA | 100 KVA | 2150
8624 | Damoh | Damoh North | Narsingarh | NARSINGARH | 11 KV Narsingarh DL | Motha | PHE 25 KVA | 25 KVA | 2159
8625 | Damoh | Damoh North | Narsingarh | NARSINGARH | 11 KV Narsingarh DL | Motha | RJY 25 KVA | 25 KVA | 2162
8626 | Damoh | Damoh North | Narsingarh | NARSINGARH | 11 KV Narsingarh DL | Motha | RAMBAAG 100 KVA | 63 KVA | 2163
8627 | Damoh | Damoh North | Narsingarh | NARSINGARH | 11 KV Narsingarh DL | Motha | KHALI DP | 25 KVA | 2164
8628 | Damoh | Damoh North | Narsingarh | NARSINGARH | 11 KV Narsingarh DL | Motha | RAMBAAG 2 25 KVA | 63 KVA | 2165
8629 | Damoh | Damoh North | Narsingarh | NARSINGARH | 11 KV Narsingarh DL | Motha | TULLU JHIRIYA 25 KVA | 25 KVA | 2172
8630 | Damoh | Damoh North | Narsingarh | NARSINGARH | 11 KV Narsingarh DL | Chainpura | PHE 2 25 KVA | 25 KVA | 2181
8631 | Damoh | Damoh North | Narsingarh | NARSINGARH | 11 KV Narsingarh DL | Narsinghgarh (CT) | SHIWAJI SCHOOL 25 KVA | 63 KVA | 2183
8632 | Damoh | Damoh North | Narsingarh | NARSINGARH | 11 KV Narsingarh DL | Narsinghgarh (CT) | TULLU JHIRIYA2 100 KVA | 63 KVA | 2186
8633 | Damoh | Damoh North | Narsingarh | NARSINGARH | 11 KV Narsingarh DL | Narsinghgarh (CT) | MANDI 25 KVA | 25 KVA | 2189
8634 | Damoh | Damoh North | Narsingarh | NARSINGARH | 11 KV Narsingarh DL | Narsinghgarh (CT) | TOWER SITANAGAR ROAD WALA | 25 KVA | 2199
8635 | Damoh | Damoh North | Narsingarh | NARSINGARH | 11 KV Motha+Sitanagar AG | Sirsiya | RAMESWER | 25 KVA | 839
8636 | Damoh | Damoh North | Narsingarh | NARSINGARH | 11 KV Motha+Sitanagar AG | Bhatera | DHANIRAM | 25 KVA | 833
8637 | Damoh | Damoh North | Narsingarh | NARSINGARH | 11 KV Motha+Sitanagar AG | Piprodha | VINOD WALA | 63 KVA | 826
8638 | Damoh | Damoh North | Narsingarh | NARSINGARH | 11 KV Motha+Sitanagar AG | Madiya Baroda | MAILWARA | 25 KVA | 816
8639 | Damoh | Damoh North | Narsingarh | NARSINGARH | 11 KV Motha+Sitanagar AG | Piprodha | RAMESHWAR | 25 KVA | 812
8640 | Damoh | Damoh North | Narsingarh | NARSINGARH | 11 KV Motha+Sitanagar AG | Piprodha | CHANDRABHAN | 25 KVA | 808
8641 | Damoh | Damoh North | Narsingarh | NARSINGARH | 11 KV Motha+Sitanagar AG | Piprodha | BADDU | 16 KVA | 805
8642 | Damoh | Damoh North | Narsingarh | NARSINGARH | 11 KV Motha+Sitanagar AG | Piprodha | GUHARI | 25 KVA | 799
8643 | Damoh | Damoh North | Narsingarh | NARSINGARH | 11 KV Motha+Sitanagar AG | Madiya Baroda | BHUPAT | 25 KVA | 788
8644 | Damoh | Damoh North | Narsingarh | NARSINGARH | 11 KV Motha+Sitanagar AG | Sirsiya | RAMAVTAAR | 25 KVA | 780
8645 | Damoh | Damoh North | Narsingarh | NARSINGARH | 11 KV Motha+Sitanagar AG | Sirsiya | BHUSHAN WALA | 25 KVA | 773
8646 | Damoh | Damoh North | Narsingarh | NARSINGARH | 11 KV Motha+Sitanagar AG | Sirsiya | RAMAVTAAR | 25 KVA | 770
8647 | Damoh | Damoh North | Narsingarh | NARSINGARH | 11 KV Motha+Sitanagar AG | Sirsiya | KAMLESH WALE | 25 KVA | 762
8648 | Damoh | Damoh North | Narsingarh | NARSINGARH | 11 KV Motha+Sitanagar AG | Sirsiya | HEMRAJ | 25 KVA | 758
8649 | Damoh | Damoh North | Narsingarh | NARSINGARH | 11 KV Motha+Sitanagar AG | Sirsiya | MAHESH WALA | 25 KVA | 750
8650 | Damoh | Damoh North | Narsingarh | NARSINGARH | 11 KV Motha+Sitanagar AG | Sirsiya | VIPIN WALA | 25 KVA | 745
8651 | Damoh | Damoh North | Narsingarh | NARSINGARH | 11 KV Motha+Sitanagar AG | Chainpura | WERE HOUSE | 25 KVA | 714
8652 | Damoh | Damoh North | Narsingarh | NARSINGARH | 11 KV Motha+Sitanagar AG | Kariya Pipar | HAAR WALA | 25 KVA | 689
8653 | Damoh | Damoh North | Narsingarh | NARSINGARH | 11 KV Motha+Sitanagar AG | Kariya Pipar | HAAR WALA 2 | 25 KVA | 685
8654 | Damoh | Damoh North | Narsingarh | NARSINGARH | 11 KV Motha+Sitanagar AG | Kariya Pipar | HAAR WALA | 25 KVA | 683
8655 | Damoh | Damoh North | Narsingarh | NARSINGARH | 11 KV Motha+Sitanagar AG | Madhkola | HAAR WALA 2 | 25 KVA | 663
8656 | Damoh | Damoh North | Narsingarh | NARSINGARH | 11 KV Motha+Sitanagar AG | Pipariya Misar | HAAR WALA | 100 KVA | 658
8657 | Damoh | Damoh North | Narsingarh | NARSINGARH | 11 KV Motha+Sitanagar AG | Madhkola | HAAR WALA | 25 KVA | 645
8658 | Damoh | Damoh North | Narsingarh | NARSINGARH | 11 KV Motha+Sitanagar AG | Sita Nagar | YADAV WALA | 25 KVA | 629
8659 | Damoh | Damoh North | Narsingarh | NARSINGARH | 11 KV Motha+Sitanagar AG | Sita Nagar | HAAR WALA | 25 KVA | 624
8660 | Damoh | Damoh North | Narsingarh | NARSINGARH | 11 KV Motha+Sitanagar AG | Madhkola | SAHU WALA | 63 KVA | 614
8661 | Damoh | Damoh North | Narsingarh | NARSINGARH | 11 KV Motha+Sitanagar AG | Jhira | NAROTTAM | 100 KVA | 611
8662 | Damoh | Damoh North | Narsingarh | NARSINGARH | 11 KV Motha+Sitanagar AG | Madiya Buzurg | SHEKHLAL | 25 KVA | 601
8663 | Damoh | Damoh North | Narsingarh | NARSINGARH | 11 KV Motha+Sitanagar AG | Madiya Buzurg | DURGA WALA | 25 KVA | 596
8664 | Damoh | Damoh North | Narsingarh | NARSINGARH | 11 KV Motha+Sitanagar AG | Madiya Buzurg | PATELLO | 100 KVA | 590
8665 | Damoh | Damoh North | Narsingarh | NARSINGARH | 11 KV Motha+Sitanagar AG | Madiya Buzurg | LALAKHAN | 100 KVA | 584
8666 | Damoh | Damoh North | Narsingarh | NARSINGARH | 11 KV Motha+Sitanagar AG | Pipariya Shahnai | ANAD WALA | 63 KVA | 583
8667 | Damoh | Damoh North | Narsingarh | NARSINGARH | 11 KV Motha+Sitanagar AG | Madhkola | BHAIAYAN | 25 KVA | 570
8668 | Damoh | Damoh North | Narsingarh | NARSINGARH | 11 KV Motha+Sitanagar AG | Madhkola | SIROTHIYA | 25 KVA | 563
8669 | Damoh | Damoh North | Narsingarh | NARSINGARH | 11 KV Motha+Sitanagar AG | Madhkola | MAHANT JI | 63 KVA | 561
8670 | Damoh | Damoh North | Narsingarh | NARSINGARH | 11 KV Motha+Sitanagar AG | Sita Nagar | PALIWAL | 63 KVA | 558
8671 | Damoh | Damoh North | Narsingarh | NARSINGARH | 11 KV Motha+Sitanagar AG | Sita Nagar | HAAR WALA | 25 KVA | 557
8672 | Damoh | Damoh North | Narsingarh | NARSINGARH | 11 KV Motha+Sitanagar AG | Sita Nagar | MOHAN WALA | 25 KVA | 548
8673 | Damoh | Damoh North | Narsingarh | NARSINGARH | 11 KV Motha+Sitanagar AG | Sita Nagar | MAHRAJ SINGH-2 | 25 KVA | 514
8674 | Damoh | Damoh North | Narsingarh | NARSINGARH | 11 KV Motha+Sitanagar AG | Sita Nagar | BASANT ATHIYA | 25 KVA | 496
8675 | Damoh | Damoh North | Narsingarh | NARSINGARH | 11 KV Motha+Sitanagar AG | Sita Nagar | UJYAR SINGH | 25 KVA | 481
8676 | Damoh | Damoh North | Narsingarh | NARSINGARH | 11 KV Motha+Sitanagar AG | Pipariya Shahnai | MATA WALA | 25 KVA | 458
8677 | Damoh | Damoh North | Narsingarh | NARSINGARH | 11 KV Motha+Sitanagar AG | Pipariya Shahnai | GOVIND SINGH WALA | 25 KVA | 456
8678 | Damoh | Damoh North | Narsingarh | NARSINGARH | 11 KV Motha+Sitanagar AG | Bijori Sirsiya | BHAGWANDAS | 63 KVA | 433
8679 | Damoh | Damoh North | Narsingarh | NARSINGARH | 11 KV Motha+Sitanagar AG | Bijori Sirsiya | MAHRAJ SINGH | 63 KVA | 421
8680 | Damoh | Damoh North | Narsingarh | NARSINGARH | 11 KV Motha+Sitanagar AG | Bijori Sirsiya | HAAR WALA | 63 KVA | 420
8681 | Damoh | Damoh North | Narsingarh | NARSINGARH | 11 KV Motha+Sitanagar AG | Bijori Sirsiya | DOCTOR | 25 KVA | 406
8682 | Damoh | Damoh North | Narsingarh | NARSINGARH | 11 KV Motha+Sitanagar AG | Rangir | KHILLAN PATEL | 63 KVA | 393
8683 | Damoh | Damoh North | Narsingarh | NARSINGARH | 11 KV Motha+Sitanagar AG | Rangir | SUDAMA | 100 KVA | 388
8684 | Damoh | Damoh North | Narsingarh | NARSINGARH | 11 KV Motha+Sitanagar AG | Bijori Sirsiya | LEELA | 25 KVA | 384
8685 | Damoh | Damoh North | Narsingarh | NARSINGARH | 11 KV Motha+Sitanagar AG | Khejra Kalan | BHAU WALA | 25 KVA | 373
8686 | Damoh | Damoh North | Narsingarh | NARSINGARH | 11 KV Motha+Sitanagar AG | Khejra Kalan | GULLE | 25 KVA | 365
8687 | Damoh | Damoh North | Narsingarh | NARSINGARH | 11 KV Motha+Sitanagar AG | Khejra Kalan | NIRPAT | 100 KVA | 366
8688 | Damoh | Damoh North | Narsingarh | NARSINGARH | 11 KV Motha+Sitanagar AG | Khejra Kalan | TAPPARIYA | 25 KVA | 363
8689 | Damoh | Damoh North | Narsingarh | NARSINGARH | 11 KV Motha+Sitanagar AG | Rangir | PAPPU | 25 KVA | 359
8690 | Damoh | Damoh North | Narsingarh | NARSINGARH | 11 KV Motha+Sitanagar AG | Karijog | SIROTHIYA | 63 KVA | 351
8691 | Damoh | Damoh North | Narsingarh | NARSINGARH | 11 KV Motha+Sitanagar AG | Karijog | PALIWAL | 63 KVA | 343
8692 | Damoh | Damoh North | Narsingarh | NARSINGARH | 11 KV Motha+Sitanagar AG | Rangir | SAHU WALA | 63 KVA | 334
8693 | Damoh | Damoh North | Narsingarh | NARSINGARH | 11 KV Motha+Sitanagar AG | Rangir | PALIWAL-3 | 25 KVA | 330
8694 | Damoh | Damoh North | Narsingarh | NARSINGARH | 11 KV Motha+Sitanagar AG | Rangir | PALIWAL | 25 KVA | 321
8695 | Damoh | Damoh North | Narsingarh | NARSINGARH | 11 KV Motha+Sitanagar AG | Rangir | SAHU WALA | 25 KVA | 314
8696 | Damoh | Damoh North | Narsingarh | NARSINGARH | 11 KV Motha+Sitanagar AG | Rangir | PALIWAL | 63 KVA | 313
8697 | Damoh | Damoh North | Narsingarh | NARSINGARH | 11 KV Motha+Sitanagar AG | Rangir | BIJORI HAR | 63 KVA | 307
8698 | Damoh | Damoh North | Narsingarh | NARSINGARH | 11 KV Motha+Sitanagar AG | Rangir | ANANDI | 25 KVA | 304
8699 | Damoh | Damoh North | Narsingarh | NARSINGARH | 11 KV Motha+Sitanagar AG | Rangir | MAHANT JI | 25 KVA | 296
8701 | Damoh | Damoh North | Narsingarh | NARSINGARH | 11 KV Motha+Sitanagar AG | Rangir | MUKESH WALA | 25 KVA | 280
8702 | Damoh | Damoh North | Narsingarh | NARSINGARH | 11 KV Motha+Sitanagar AG | Rangir | SHAMBHU WALA | 25 KVA | 278
8703 | Damoh | Damoh North | Narsingarh | NARSINGARH | 11 KV Motha+Sitanagar AG | Rangir | BAIJANATH WALE | 100 KVA | 269
8704 | Damoh | Damoh North | Narsingarh | NARSINGARH | 11 KV Motha+Sitanagar AG | Kalyanpura | SMAILE WLA | 63 KVA | 250
8705 | Damoh | Damoh North | Narsingarh | NARSINGARH | 11 KV Motha+Sitanagar AG | Chainpura | HARISINGH | 25 KVA | 243
8706 | Damoh | Damoh North | Narsingarh | NARSINGARH | 11 KV Motha+Sitanagar AG | Kalyanpura | ANRATH | 63 KVA | 238
8707 | Damoh | Damoh North | Narsingarh | NARSINGARH | 11 KV Motha+Sitanagar AG | Kalyanpura | INDAR SINGH | 63 KVA | 233
8708 | Damoh | Damoh North | Narsingarh | NARSINGARH | 11 KV Motha+Sitanagar AG | Kalyanpura | 100 KBVA GHUMAN SINGH WALA | 63 KVA | 228
8709 | Damoh | Damoh North | Narsingarh | NARSINGARH | 11 KV Motha+Sitanagar AG | Khejra Kalan | KARODI | 25 KVA | 222
8710 | Damoh | Damoh North | Narsingarh | NARSINGARH | 11 KV Motha+Sitanagar AG | Kalyanpura | HARIJAN BASTI | 25 KVA | 216
8711 | Damoh | Damoh North | Narsingarh | NARSINGARH | 11 KV Motha+Sitanagar AG | Khejra Kalan | MALL SINGH WALA | 100 KVA | 207
8712 | Damoh | Damoh North | Narsingarh | NARSINGARH | 11 KV Motha+Sitanagar AG | Jhira | KHUMA SINGH | 63 KVA | 195
8713 | Damoh | Damoh North | Narsingarh | NARSINGARH | 11 KV Motha+Sitanagar AG | Jhira | HAAR WALA 2 | 25 KVA | 194
8714 | Damoh | Damoh North | Narsingarh | NARSINGARH | 11 KV Motha+Sitanagar AG | Jhira | HAAR WALA | 63 KVA | 187
8715 | Damoh | Damoh North | Narsingarh | NARSINGARH | 11 KV Motha+Sitanagar AG | Jhira | SHRIWASTAV WALA | 25 KVA | 182
8716 | Damoh | Damoh North | Narsingarh | NARSINGARH | 11 KV Motha+Sitanagar AG | Kalyanpura | RADHIKA | 100 KVA | 172
8717 | Damoh | Damoh North | Narsingarh | NARSINGARH | 11 KV Motha+Sitanagar AG | Kalyanpura | PARSHOTTAM | 25 KVA | 170
8718 | Damoh | Damoh North | Narsingarh | NARSINGARH | 11 KV Motha+Sitanagar AG | Kalyanpura | INDAR SINGH 2 | 100 KVA | 154
8719 | Damoh | Damoh North | Narsingarh | NARSINGARH | 11 KV Motha+Sitanagar AG | Kalyanpura | HIMMAT SINGH | 25 KVA | 151
8720 | Damoh | Damoh North | Narsingarh | NARSINGARH | 11 KV Motha+Sitanagar AG | Kalyanpura | HALLU WALA | 100 KVA | 145
8721 | Damoh | Damoh North | Narsingarh | NARSINGARH | 11 KV Motha+Sitanagar AG | Jhiri | VRANDAVAN | 25 KVA | 91
8722 | Damoh | Damoh North | Narsingarh | NARSINGARH | 11 KV Motha+Sitanagar AG | Jhiri | BHARAT WALA | 25 KVA | 90
8723 | Damoh | Damoh North | Narsingarh | NARSINGARH | 11 KV Motha+Sitanagar AG | Jhiri | RAMRATN | 25 KVA | 85
8724 | Damoh | Damoh North | Narsingarh | NARSINGARH | 11 KV Motha+Sitanagar AG | Jhiri | KHUMAN | 25 KVA | 83
8725 | Damoh | Damoh North | Narsingarh | NARSINGARH | 11 KV Motha+Sitanagar AG | Jhiri | MAKHAN | 25 KVA | 75
8726 | Damoh | Damoh North | Narsingarh | NARSINGARH | 11 KV Motha+Sitanagar AG | Narsinghgarh (CT) | BHATAR PATEL | 63 KVA | 69
8727 | Damoh | Damoh North | Narsingarh | NARSINGARH | 11 KV Motha+Sitanagar AG | Jhiri | HALLE BHAI | 63 KVA | 67
8728 | Damoh | Damoh North | Narsingarh | NARSINGARH | 11 KV Motha+Sitanagar AG | Jhiri | DHARAMDAS | 25 KVA | 64
8729 | Damoh | Damoh North | Narsingarh | NARSINGARH | 11 KV Motha+Sitanagar AG | Jhiri | JAGDISH | 25 KVA | 61
8730 | Damoh | Damoh North | Narsingarh | NARSINGARH | 11 KV Motha+Sitanagar AG | Kalyanpura | PATHAKL | 25 KVA | 59
8731 | Damoh | Damoh North | Narsingarh | NARSINGARH | 11 KV Motha+Sitanagar AG | Kalyanpura | RALLI | 16 KVA | 54
8732 | Damoh | Damoh North | Narsingarh | NARSINGARH | 11 KV Motha+Sitanagar AG | Kalyanpura | PARMANAND | 25 KVA | 50
8733 | Damoh | Damoh North | Narsingarh | NARSINGARH | 11 KV Motha+Sitanagar AG | Narsinghgarh (CT) | GANGARAM | 25 KVA | 44
8734 | Damoh | Damoh North | Narsingarh | NARSINGARH | 11 KV Motha+Sitanagar AG | Narsinghgarh (CT) | SANTOSH | 63 KVA | 35
8735 | Damoh | Damoh North | Narsingarh | NARSINGARH | 11 KV Motha+Sitanagar AG | Bhatera | DHANIRAM | 100 KVA | 864
8736 | Damoh | Damoh North | Narsingarh | NARSINGARH | 11 KV Motha+Sitanagar AG | Bhatera | INDER | 25 KVA | 870
8737 | Damoh | Damoh North | Narsingarh | NARSINGARH | 11 KV Motha+Sitanagar AG | Bhatera | HALLE | 25 KVA | 874
8738 | Damoh | Damoh North | Narsingarh | NARSINGARH | 11 KV Motha+Sitanagar AG | Bhatera | VINOD WALA | 25 KVA | 877
8739 | Damoh | Damoh North | Narsingarh | NARSINGARH | 11 KV Motha+Sitanagar AG | Bhatera | BADI BAHU | 25 KVA | 891
8740 | Damoh | Damoh North | Narsingarh | NARSINGARH | 11 KV Motha+Sitanagar AG | Bakayan | AAM WALA | 25 KVA | 896
8741 | Damoh | Damoh North | Narsingarh | NARSINGARH | 11 KV Pipariya DL | Sukhi Pipariya | BASTI WALA-2 | 25 KVA | 1224
8742 | Damoh | Damoh North | Narsingarh | NARSINGARH | 11 KV Pipariya DL | Sukhi Pipariya | BASTI WALA-3 | 25 KVA | 1222
8743 | Damoh | Damoh North | Narsingarh | NARSINGARH | 11 KV Pipariya DL | Kakra | BASTI WALA-1 | 25 KVA | 1198
8744 | Damoh | Damoh North | Narsingarh | NARSINGARH | 11 KV Pipariya DL | Kakra | BASTI WALA-2 | 25 KVA | 1188
8745 | Damoh | Damoh North | Narsingarh | NARSINGARH | 11 KV Pipariya DL | Parasai | BASTI WALA | 63 KVA | 1179
8746 | Damoh | Damoh North | Narsingarh | NARSINGARH | 11 KV Pipariya DL | Parasai | MADLA BASTI 25 KVA | 25 KVA | 1178
8747 | Damoh | Damoh North | Narsingarh | NARSINGARH | 11 KV Pipariya DL | Jhiri | JHIRA BASTI3 | 100 KVA | 1085
8748 | Damoh | Damoh North | Narsingarh | NARSINGARH | 11 KV Pipariya DL | Jhiri | JHIRA BASTI 100 KVA | 25 KVA | 1084
8749 | Damoh | Damoh North | Narsingarh | NARSINGARH | 11 KV Pipariya DL | Jhiri | BADAI MOHALLA 25 KVA | 25 KVA | 1074
8750 | Damoh | Damoh North | Narsingarh | NARSINGARH | 11 KV Pipariya DL | Jhiri | FERAL PATEL 25 KVA | 16 KVA | 1054
8751 | Damoh | Damoh North | Narsingarh | NARSINGARH | 11 KV Pipariya DL | Jhiri | KODU LAAL 25 KVA | 16 KVA | 1047
8752 | Damoh | Damoh North | Narsingarh | NARSINGARH | 11 KV Pipariya DL | Jhiri | 25 KVA MUNNILAL | 25 KVA | 1032
8753 | Damoh | Damoh North | Narsingarh | NARSINGARH | 11 KV Pipariya DL | Jhiri | MUNNILAL RAZAK 25 KVA | 25 KVA | 1031
8754 | Damoh | Damoh North | Narsingarh | NARSINGARH | 11 KV Pipariya DL | Khejra Mahesh | BASTI WALA-3 | 25 KVA | 1003
8755 | Damoh | Damoh North | Narsingarh | NARSINGARH | 11 KV Pipariya DL | Khejra Mahesh | BASTI WALA-1 | 25 KVA | 1000
8756 | Damoh | Damoh North | Narsingarh | NARSINGARH | 11 KV Pipariya DL | Khejra Mahesh | BASTI WALA-2 | 100 KVA | 999
8757 | Damoh | Damoh North | Narsingarh | NARSINGARH | 11 KV Pipariya DL | Khejra Mahesh | KHAIJRA BASTI 63 KVA | 25 KVA | 993
8758 | Damoh | Damoh North | Narsingarh | NARSINGARH | 11 KV Pipariya DL | Harduwani | BASTI WALA-2 | 25 KVA | 987
8759 | Damoh | Damoh North | Narsingarh | NARSINGARH | 11 KV Pipariya DL | Pipariya Champat | BASTI WALA-3 | 25 KVA | 983
8760 | Damoh | Damoh North | Narsingarh | NARSINGARH | 11 KV Pipariya DL | Pipariya Champat | BASTI 2 25 KVA | 25 KVA | 962
8761 | Damoh | Damoh North | Narsingarh | NARSINGARH | 11 KV Pipariya DL | Pipariya Champat | BASTI 25 KVA | 25 KVA | 961
8762 | Damoh | Damoh North | Narsingarh | NARSINGARH | 11 KV Pipariya DL | Pipariya Champat | CHAMPAT PIPARIYA BAST | 25 KVA | 954
8763 | Damoh | Damoh North | Narsingarh | NARSINGARH | 11 KV Pipariya DL | Kakra | KOPRA BASTI 63 KVA | 63 KVA | 952
8764 | Damoh | Damoh North | Narsingarh | NARSINGARH | 11 KV Pipariya DL | Kakra | KOPRA BASTI-II | 25 KVA | 949
8765 | Damoh | Damoh North | Narsingarh | NARSINGARH | 11 KV Pipariya DL | Pipariya Champat | KOPRA BASTI-III | 100 KVA | 936
8766 | Damoh | Damoh North | Narsingarh | NARSINGARH | 11 KV Pipariya DL | Pipariya Champat | SUSAITI KE PAS 25 KVA | 25 KVA | 935
8767 | Damoh | Damoh North | Narsingarh | NARSINGARH | 11 KV Pipariya DL | Pipariya Champat | 100 KVA MUHLI BASTI | 100 KVA | 931
8768 | Damoh | Damoh North | Narsingarh | NARSINGARH | 11 KV Pipariya DL | Pipariya Champat | 25 KVA P.H.E | 16 KVA | 927
8769 | Damoh | Damoh North | Narsingarh | NARSINGARH | 11 KV Pipariya DL | Pipariya Champat | PULIYA WALA 25 KVA | 25 KVA | 921
8770 | Damoh | Damoh North | Narsingarh | NARSINGARH | 11 KV Pipariya DL | Pipariya Champat | HARIJAN BASTI | 25 KVA | 915
8771 | Damoh | Damoh North | Narsingarh | NARSINGARH | 11 KV Pipariya DL | Mara Sukhi | MANDIR WALA KHERUA 25 KVA | 25 KVA | 912
8772 | Damoh | Damoh North | Narsingarh | NARSINGARH | 11 KV Pipariya DL | Sukhi Pipariya | ROAD WALA 25 KVA | 25 KVA | 906
8773 | Damoh | Damoh North | Narsingarh | NARSINGARH | 11 KV Pipariya DL | Sukhi Pipariya | KOHA WALA 25 KVA | 25 KVA | 904
8774 | Damoh | Damoh North | Narsingarh | NARSINGARH | 11 KV Pipariya DL | Kakra | PARASIYA 25 KVA | 25 KVA | 880
8775 | Damoh | Damoh North | Narsingarh | NARSINGARH | 11 KV Pipariya DL | Kakra | KOPRA TAPRIYA 25 KVA | 25 KVA | 870
8776 | Damoh | Damoh North | Narsingarh | NARSINGARH | 11 KV Pipariya DL | Parasai | BASTI WALA | 63 KVA | 861
8777 | Damoh | Damoh North | Narsingarh | NARSINGARH | 11 KV Pipariya DL | Parasai | MADLA BASTI 63 KVA | 25 KVA | 860
8778 | Damoh | Damoh North | Narsingarh | NARSINGARH | 11 KV Pipariya DL | Jhiri | 100 KVA JHIRA BASTI | 100 KVA | 767
8779 | Damoh | Damoh North | Narsingarh | NARSINGARH | 11 KV Pipariya DL | Jhiri | JHIRA BASTI 25 KVA | 25 KVA | 766
8780 | Damoh | Damoh North | Narsingarh | NARSINGARH | 11 KV Pipariya DL | Jhiri | JHIRA BASTI 2 | 25 KVA | 756
8781 | Damoh | Damoh North | Narsingarh | NARSINGARH | 11 KV Pipariya DL | Jhiri | 25 KVA FERAN | 16 KVA | 735
8782 | Damoh | Damoh North | Narsingarh | NARSINGARH | 11 KV Pipariya DL | Jhiri | JHIRA BASTI | 16 KVA | 728
8783 | Damoh | Damoh North | Narsingarh | NARSINGARH | 11 KV Pipariya DL | Jhiri | KALU PAL 25 KVA | 25 KVA | 713
8784 | Damoh | Damoh North | Narsingarh | NARSINGARH | 11 KV Pipariya DL | Narsinghgarh (CT) | 25 KVA GAJALA | 25 KVA | 684
8785 | Damoh | Damoh North | Narsingarh | NARSINGARH | 11 KV Pipariya DL | Mara Sukhi | BASTI WALA | 25 KVA | 1231
8786 | Damoh | Damoh North | Narsingarh | NARSINGARH | 11 KV Pipariya DL | Pipariya Champat | 25 KVA HARIJAN BASTI | 25 KVA | 1234
8787 | Damoh | Damoh North | Narsingarh | NARSINGARH | 11 KV Pipariya DL | Pipariya Champat | HARIJAN BASTI | 25 KVA | 1240
8788 | Damoh | Damoh North | Narsingarh | NARSINGARH | 11 KV Pipariya DL | Pipariya Champat | PHE 25 KVA | 25 KVA | 1246
8789 | Damoh | Damoh North | Narsingarh | NARSINGARH | 11 KV Pipariya DL | Pipariya Champat | MOHLI BASTI 100 KVA | 100 KVA | 1251
8790 | Damoh | Damoh North | Narsingarh | NARSINGARH | 11 KV Pipariya DL | Pipariya Champat | 25 KVA PIPARIYA BASTI | 25 KVA | 1255
8791 | Damoh | Damoh North | Narsingarh | NARSINGARH | 11 KV Pipariya DL | Pipariya Champat | MATA WALA 100 KVA | 100 KVA | 1256
8792 | Damoh | Damoh North | Narsingarh | NARSINGARH | 11 KV Pipariya DL | Kakra | GAJENDRA WALA 25 KVA | 25 KVA | 1268
8793 | Damoh | Damoh North | Narsingarh | NARSINGARH | 11 KV Pipariya DL | Kakra | KOPRA BASTI-I | 63 KVA | 1271
8794 | Damoh | Damoh North | Narsingarh | NARSINGARH | 11 KV Pipariya DL | Pipariya Champat | JIO TOWER 25 KVA | 25 KVA | 1273
8795 | Damoh | Damoh North | Narsingarh | NARSINGARH | 11 KV Pipariya DL | Pipariya Champat | BASTI WALA-1 | 25 KVA | 1280
8796 | Damoh | Damoh North | Narsingarh | NARSINGARH | 11 KV Pipariya DL | Pipariya Champat | BASTI WALA-2 | 25 KVA | 1281
8797 | Damoh | Damoh North | Narsingarh | NARSINGARH | 11 KV Pipariya DL | Pipariya Champat | MAHUA WALA 25 KVA | 25 KVA | 1302
8798 | Damoh | Damoh North | Narsingarh | NARSINGARH | 11 KV Pipariya DL | Harduwani | HARIJAN BASTI HARDWANI | 25 KVA | 1306
8799 | Damoh | Damoh North | Narsingarh | NARSINGARH | 11 KV Pipariya DL | Khejra Mahesh | BASTI WALA-1 | 25 KVA | 1312
8801 | Damoh | Damoh North | Narsingarh | NARSINGARH | 11 KV Pipariya DL | Khejra Mahesh | RJ Y 25 KVA BASTI | 25 KVA | 1319
8802 | Damoh | Damoh North | Narsingarh | NARSINGARH | 11 KV Pipariya DL | Khejra Mahesh | BASTI WALA-4 | 25 KVA | 1322
8803 | Damoh | Damoh North | Narsingarh | NARSINGARH | 11 KV Pipariya AG | Parasai | HAR WALA 14 | 25 KVA | 713
8804 | Damoh | Damoh North | Narsingarh | NARSINGARH | 11 KV Pipariya AG | Parasai | HAR WALA 13 | 25 KVA | 711
8805 | Damoh | Damoh North | Narsingarh | NARSINGARH | 11 KV Pipariya AG | Parasai | HAR WALA 12 | 25 KVA | 707
8806 | Damoh | Damoh North | Narsingarh | NARSINGARH | 11 KV Pipariya AG | Parasai | HAR WALA 11 | 25 KVA | 705
8807 | Damoh | Damoh North | Narsingarh | NARSINGARH | 11 KV Pipariya AG | Parasai | HAAR WALA-1 | 25 KVA | 703
8808 | Damoh | Damoh North | Narsingarh | NARSINGARH | 11 KV Pipariya AG | Parasai | HAR WALA 10 | 25 KVA | 698
8809 | Damoh | Damoh North | Narsingarh | NARSINGARH | 11 KV Pipariya AG | Parasai | HAR WALA 9 | 25 KVA | 695
8810 | Damoh | Damoh North | Narsingarh | NARSINGARH | 11 KV Pipariya AG | Parasai | HAR WALA 8 | 16 KVA | 692
8811 | Damoh | Damoh North | Narsingarh | NARSINGARH | 11 KV Pipariya AG | Parasai | HAR WALA 7 | 25 KVA | 686
8812 | Damoh | Damoh North | Narsingarh | NARSINGARH | 11 KV Pipariya AG | Parasai | HAR WAL 6 | 25 KVA | 681
8813 | Damoh | Damoh North | Narsingarh | NARSINGARH | 11 KV Pipariya AG | Parasai | HAR WAL 5 | 25 KVA | 677
8814 | Damoh | Damoh North | Narsingarh | NARSINGARH | 11 KV Pipariya AG | Parasai | HAR WALA 4 | 25 KVA | 676
8815 | Damoh | Damoh North | Narsingarh | NARSINGARH | 11 KV Pipariya AG | Parasai | HAR WALA 3 | 25 KVA | 673
8816 | Damoh | Damoh North | Narsingarh | NARSINGARH | 11 KV Pipariya AG | Parasai | HAR 2 | 25 KVA | 672
8817 | Damoh | Damoh North | Narsingarh | NARSINGARH | 11 KV Pipariya AG | Parasai | HAR 1 | 25 KVA | 671
8818 | Damoh | Damoh North | Narsingarh | NARSINGARH | 11 KV Pipariya AG | Kakra | KHIRIYA WALA | 25 KVA | 646
8819 | Damoh | Damoh North | Narsingarh | NARSINGARH | 11 KV Pipariya AG | Kakra | BHOLE WALA | 25 KVA | 642
8820 | Damoh | Damoh North | Narsingarh | NARSINGARH | 11 KV Pipariya AG | Kakra | CHEKODI WALA | 25 KVA | 643
8821 | Damoh | Damoh North | Narsingarh | NARSINGARH | 11 KV Pipariya AG | Muhli Narsinghgarh | PREMLAL | 25 KVA | 633
8822 | Damoh | Damoh North | Narsingarh | NARSINGARH | 11 KV Pipariya AG | Muhli Narsinghgarh | VISHNU WALA | 25 KVA | 627
8823 | Damoh | Damoh North | Narsingarh | NARSINGARH | 11 KV Pipariya AG | Muhli Narsinghgarh | SURESH WALA | 63 KVA | 625
8824 | Damoh | Damoh North | Narsingarh | NARSINGARH | 11 KV Pipariya AG | Muhli Narsinghgarh | POURANIK WALA | 25 KVA | 621
8825 | Damoh | Damoh North | Narsingarh | NARSINGARH | 11 KV Pipariya AG | Muhli Narsinghgarh | CHOURASIYA WALA | 25 KVA | 613
8826 | Damoh | Damoh North | Narsingarh | NARSINGARH | 11 KV Pipariya AG | Jhiri | HAAR WALA-3 | 63 KVA | 607
8827 | Damoh | Damoh North | Narsingarh | NARSINGARH | 11 KV Pipariya AG | Jhiri | MITTHU | 25 KVA | 605
8828 | Damoh | Damoh North | Narsingarh | NARSINGARH | 11 KV Pipariya AG | Jhiri | BADRI | 25 KVA | 597
8829 | Damoh | Damoh North | Narsingarh | NARSINGARH | 11 KV Pipariya AG | Jhiri | AMOL WALA | 100 KVA | 593
8830 | Damoh | Damoh North | Narsingarh | NARSINGARH | 11 KV Pipariya AG | Jhiri | HAAR WALA-2 | 25 KVA | 590
8831 | Damoh | Damoh North | Narsingarh | NARSINGARH | 11 KV Pipariya AG | Jhiri | FADALI | 25 KVA | 585
8832 | Damoh | Damoh North | Narsingarh | NARSINGARH | 11 KV Pipariya AG | Jhiri | HAAR WALA | 25 KVA | 577
8833 | Damoh | Damoh North | Narsingarh | NARSINGARH | 11 KV Pipariya AG | Jhiri | HAAR WALA | 25 KVA | 575
8834 | Damoh | Damoh North | Narsingarh | NARSINGARH | 11 KV Pipariya AG | Jhiri | RADHEY | 25 KVA | 572
8835 | Damoh | Damoh North | Narsingarh | NARSINGARH | 11 KV Pipariya AG | Jhiri | MILAN | 25 KVA | 568
8836 | Damoh | Damoh North | Narsingarh | NARSINGARH | 11 KV Pipariya AG | Jhiri | KODU LAL | 25 KVA | 563
8837 | Damoh | Damoh North | Narsingarh | NARSINGARH | 11 KV Pipariya AG | Jhiri | NARAYAN HAR | 25 KVA | 559
8838 | Damoh | Damoh North | Narsingarh | NARSINGARH | 11 KV Pipariya AG | Jhiri | HAAR WALA | 25 KVA | 553
8839 | Damoh | Damoh North | Narsingarh | NARSINGARH | 11 KV Pipariya AG | Jhiri | HAAR WALA | 25 KVA | 547
8840 | Damoh | Damoh North | Narsingarh | NARSINGARH | 11 KV Pipariya AG | Jhiri | RADHEY | 25 KVA | 542
8841 | Damoh | Damoh North | Narsingarh | NARSINGARH | 11 KV Pipariya AG | Jhiri | JAGDISH WALA JHIRI | 25 KVA | 543
8842 | Damoh | Damoh North | Narsingarh | NARSINGARH | 11 KV Pipariya AG | Jhiri | BUTTI | 25 KVA | 526
8843 | Damoh | Damoh North | Narsingarh | NARSINGARH | 11 KV Pipariya AG | Jhiri | HAAR WALA | 25 KVA | 527
8844 | Damoh | Damoh North | Narsingarh | NARSINGARH | 11 KV Pipariya AG | Jhiri | CHUTTI | 25 KVA | 522
8845 | Damoh | Damoh North | Narsingarh | NARSINGARH | 11 KV Pipariya AG | Jhiri | MUNNI | 100 KVA | 516
8846 | Damoh | Damoh North | Narsingarh | NARSINGARH | 11 KV Pipariya AG | Muhli Narsinghgarh | HAAR WALA | 100 KVA | 508
8847 | Damoh | Damoh North | Narsingarh | NARSINGARH | 11 KV Pipariya AG | Jhiri | JHIRI HAR | 63 KVA | 496
8848 | Damoh | Damoh North | Narsingarh | NARSINGARH | 11 KV Pipariya AG | Muhli Narsinghgarh | BADRI | 25 KVA | 485
8849 | Damoh | Damoh North | Narsingarh | NARSINGARH | 11 KV Pipariya AG | Pipariya Champat | DASHRATH | 25 KVA | 457
8850 | Damoh | Damoh North | Narsingarh | NARSINGARH | 11 KV Pipariya AG | Harduwani | HAAR WALA-4 | 25 KVA | 442
8851 | Damoh | Damoh North | Narsingarh | NARSINGARH | 11 KV Pipariya AG | Harduwani | HAAR WALA-5 | 25 KVA | 430
8852 | Damoh | Damoh North | Narsingarh | NARSINGARH | 11 KV Pipariya AG | Harduwani | SANTOSH WALA | 25 KVA | 426
8853 | Damoh | Damoh North | Narsingarh | NARSINGARH | 11 KV Pipariya AG | Harduwani | LAKHAN WALA | 25 KVA | 422
8854 | Damoh | Damoh North | Narsingarh | NARSINGARH | 11 KV Pipariya AG | Harduwani | HAAR WALA 2 | 25 KVA | 416
8855 | Damoh | Damoh North | Narsingarh | NARSINGARH | 11 KV Pipariya AG | Harduwani | HAAR WALA-3 | 25 KVA | 412
8856 | Damoh | Damoh North | Narsingarh | NARSINGARH | 11 KV Pipariya AG | Harduwani | HAR WALA | 25 KVA | 407
8857 | Damoh | Damoh North | Narsingarh | NARSINGARH | 11 KV Pipariya AG | Harduwani | JUGAL PATEL WALA | 25 KVA | 394
8858 | Damoh | Damoh North | Narsingarh | NARSINGARH | 11 KV Pipariya AG | Harduwani | CHATURBHUJ WALA | 25 KVA | 391
8859 | Damoh | Damoh North | Narsingarh | NARSINGARH | 11 KV Pipariya AG | Khejra Mahesh | NATTHU WALA | 25 KVA | 385
8860 | Damoh | Damoh North | Narsingarh | NARSINGARH | 11 KV Pipariya AG | Khejra Mahesh | RAJKUMAR WALA | 25 KVA | 383
8861 | Damoh | Damoh North | Narsingarh | NARSINGARH | 11 KV Pipariya AG | Khejra Mahesh | DALU WALA | 25 KVA | 381
8862 | Damoh | Damoh North | Narsingarh | NARSINGARH | 11 KV Pipariya AG | Harduwani | BHAGWANDAS | 25 KVA | 378
8863 | Damoh | Damoh North | Narsingarh | NARSINGARH | 11 KV Pipariya AG | Harduwani | DWARKA WALA | 25 KVA | 373
8864 | Damoh | Damoh North | Narsingarh | NARSINGARH | 11 KV Pipariya AG | Harduwani | SURENDRA WALA | 25 KVA | 372
8865 | Damoh | Damoh North | Narsingarh | NARSINGARH | 11 KV Pipariya AG | Harduwani | CHETRAM | 63 KVA | 364
8866 | Damoh | Damoh North | Narsingarh | NARSINGARH | 11 KV Pipariya AG | Harduwani | SARKARI BOR | 25 KVA | 360
8867 | Damoh | Damoh North | Narsingarh | NARSINGARH | 11 KV Pipariya AG | Harduwani | NARAYAN WALA | 25 KVA | 354
8868 | Damoh | Damoh North | Narsingarh | NARSINGARH | 11 KV Pipariya AG | Khejra Mahesh | PANKAJ WALA | 25 KVA | 342
8869 | Damoh | Damoh North | Narsingarh | NARSINGARH | 11 KV Pipariya AG | Khejra Mahesh | SHANKAR RAI | 25 KVA | 337
8870 | Damoh | Damoh North | Narsingarh | NARSINGARH | 11 KV Pipariya AG | Khejra Mahesh | GOVIND WALA | 25 KVA | 336
8871 | Damoh | Damoh North | Narsingarh | NARSINGARH | 11 KV Pipariya AG | Khejra Mahesh | RAJKUMAR WALA | 25 KVA | 333
8872 | Damoh | Damoh North | Narsingarh | NARSINGARH | 11 KV Pipariya AG | Khejra Mahesh | KOMAL WALA | 25 KVA | 327
8873 | Damoh | Damoh North | Narsingarh | NARSINGARH | 11 KV Pipariya AG | Khejra Mahesh | TIWARI WALA | 25 KVA | 317
8874 | Damoh | Damoh North | Narsingarh | NARSINGARH | 11 KV Pipariya AG | Khejra Mahesh | KHEJRA MAHESH HAR | 63 KVA | 305
8875 | Damoh | Damoh North | Narsingarh | NARSINGARH | 11 KV Pipariya AG | Khejra Mahesh | PRABHU RAI | 25 KVA | 301
8876 | Damoh | Damoh North | Narsingarh | NARSINGARH | 11 KV Pipariya AG | Harduwani | HAAR WALA-3 | 25 KVA | 293
8877 | Damoh | Damoh North | Narsingarh | NARSINGARH | 11 KV Pipariya AG | Harduwani | HAAR WALA 2 | 25 KVA | 287
8878 | Damoh | Damoh North | Narsingarh | NARSINGARH | 11 KV Pipariya AG | Harduwani | HAAR WALA | 25 KVA | 284
8879 | Damoh | Damoh North | Narsingarh | NARSINGARH | 11 KV Pipariya AG | Harduwani | MADHAV WALA | 25 KVA | 281
8880 | Damoh | Damoh North | Narsingarh | NARSINGARH | 11 KV Pipariya AG | Harduwani | KODU LAL | 25 KVA | 275
8881 | Damoh | Damoh North | Narsingarh | NARSINGARH | 11 KV Pipariya AG | Harduwani | MAKHAN WALA | 25 KVA | 270
8882 | Damoh | Damoh North | Narsingarh | NARSINGARH | 11 KV Pipariya AG | Harduwani | GUDDU WALA | 25 KVA | 268
8883 | Damoh | Damoh North | Narsingarh | NARSINGARH | 11 KV Pipariya AG | Harduwani | GAJADHAR | 25 KVA | 264
8884 | Damoh | Damoh North | Narsingarh | NARSINGARH | 11 KV Pipariya AG | Khejra Mahesh | HARDWANI HAR | 63 KVA | 253
8885 | Damoh | Damoh North | Narsingarh | NARSINGARH | 11 KV Pipariya AG | Kakra | SHARAD WALA | 25 KVA | 238
8886 | Damoh | Damoh North | Narsingarh | NARSINGARH | 11 KV Pipariya AG | Khejra Mahesh | HAR WALA | 25 KVA | 230
8887 | Damoh | Damoh North | Narsingarh | NARSINGARH | 11 KV Pipariya AG | Pipariya Champat | RAMDAYAL | 25 KVA | 231
8888 | Damoh | Damoh North | Narsingarh | NARSINGARH | 11 KV Pipariya AG | Pipariya Champat | HARIDAS | 25 KVA | 218
8889 | Damoh | Damoh North | Narsingarh | NARSINGARH | 11 KV Pipariya AG | Pipariya Champat | CHINTAMAN WALA | 25 KVA | 209
8890 | Damoh | Damoh North | Narsingarh | NARSINGARH | 11 KV Pipariya AG | Pipariya Champat | PARASRAM | 25 KVA | 203
8891 | Damoh | Damoh North | Narsingarh | NARSINGARH | 11 KV Pipariya AG | Pipariya Champat | BALDEO WALA | 25 KVA | 193
8892 | Damoh | Damoh North | Narsingarh | NARSINGARH | 11 KV Pipariya AG | Harduwani | RAMMU WALA | 25 KVA | 190
8893 | Damoh | Damoh North | Narsingarh | NARSINGARH | 11 KV Pipariya AG | Harduwani | PREMLAL WALA | 25 KVA | 184
8894 | Damoh | Damoh North | Narsingarh | NARSINGARH | 11 KV Pipariya AG | Pipariya Champat | HAAR WALA-3 | 63 KVA | 182
8895 | Damoh | Damoh North | Narsingarh | NARSINGARH | 11 KV Pipariya AG | Pipariya Champat | HAAR WALA 2 | 25 KVA | 180
8896 | Damoh | Damoh North | Narsingarh | NARSINGARH | 11 KV Pipariya AG | Pipariya Champat | VRANDAVAN WALA | 25 KVA | 171
8897 | Damoh | Damoh North | Narsingarh | NARSINGARH | 11 KV Pipariya AG | Pipariya Champat | CHAMADHAR WALA | 25 KVA | 167
8898 | Damoh | Damoh North | Narsingarh | NARSINGARH | 11 KV Pipariya AG | Pipariya Champat | BHALU WALA | 25 KVA | 163
8899 | Damoh | Damoh North | Narsingarh | NARSINGARH | 11 KV Pipariya AG | Pipariya Champat | CHAMPA WALA | 25 KVA | 162
8901 | Damoh | Damoh North | Narsingarh | NARSINGARH | 11 KV Pipariya AG | Pipariya Champat | HAAR WALA | 25 KVA | 160
8902 | Damoh | Damoh North | Narsingarh | NARSINGARH | 11 KV Pipariya AG | Pipariya Champat | HAAR WALA 2 | 25 KVA | 159
8903 | Damoh | Damoh North | Narsingarh | NARSINGARH | 11 KV Pipariya AG | Pipariya Champat | HAR WALA | 25 KVA | 153
8904 | Damoh | Damoh North | Narsingarh | NARSINGARH | 11 KV Pipariya AG | Pipariya Champat | MANJU WALA | 25 KVA | 152
8905 | Damoh | Damoh North | Narsingarh | NARSINGARH | 11 KV Pipariya AG | Pipariya Champat | TIKKU WALA | 25 KVA | 147
8906 | Damoh | Damoh North | Narsingarh | NARSINGARH | 11 KV Pipariya AG | Pipariya Champat | SARJU WALA | 25 KVA | 128
8907 | Damoh | Damoh North | Narsingarh | NARSINGARH | 11 KV Pipariya AG | Pipariya Champat | PANNALAL | 25 KVA | 122
8908 | Damoh | Damoh North | Narsingarh | NARSINGARH | 11 KV Pipariya AG | Pipariya Champat | DEENDAYAL | 25 KVA | 121
8909 | Damoh | Damoh North | Narsingarh | NARSINGARH | 11 KV Pipariya AG | Pipariya Champat | PARMANAND | 25 KVA | 120
8910 | Damoh | Damoh North | Narsingarh | NARSINGARH | 11 KV Pipariya AG | Pipariya Champat | DINESH | 25 KVA | 114
8911 | Damoh | Damoh North | Narsingarh | NARSINGARH | 11 KV Pipariya AG | Pipariya Champat | KUNDAN | 25 KVA | 108
8912 | Damoh | Damoh North | Narsingarh | NARSINGARH | 11 KV Pipariya AG | Pipariya Champat | NANDRAM | 25 KVA | 103
8913 | Damoh | Damoh North | Narsingarh | NARSINGARH | 11 KV Pipariya AG | Pipariya Champat | SATTAR KHAN | 25 KVA | 98
8914 | Damoh | Damoh North | Narsingarh | NARSINGARH | 11 KV Pipariya AG | Narsinghgarh (CT) | DHEERU WALA | 25 KVA | 90
8915 | Damoh | Damoh North | Narsingarh | NARSINGARH | 11 KV Pipariya AG | Mahuna | HAAR WALA | 25 KVA | 67
8916 | Damoh | Damoh North | Narsingarh | NARSINGARH | 11 KV Pipariya AG | Mahuna | GATTANI SET | 25 KVA | 59
8917 | Damoh | Damoh North | Narsingarh | NARSINGARH | 11 KV Pipariya AG | Narsinghgarh (CT) | TOWER WALA | 25 KVA | 53
8918 | Damoh | Damoh North | Narsingarh | NARSINGARH | 11 KV Pipariya AG | Narsinghgarh (CT) | RAJKUMAR | 100 KVA | 47
8919 | Damoh | Damoh North | Narsingarh | NARSINGARH | 11 KV Pipariya AG | Narsinghgarh (CT) | JANKI MANDIR | 16 KVA | 39
8920 | Damoh | Damoh North | Narsingarh | NARSINGARH | 11 KV Pipariya AG | Parasai | HAR WALA 15 | 25 KVA | 716
8921 | Damoh | Damoh North | Narsingarh | NARSINGARH | 11 KV Pipariya AG | Parasai | HAR WALA 16 | 25 KVA | 724
8922 | Damoh | Damoh North | Narsingarh | NARSINGARH | 11 KV Pipariya AG | Muhli Narsinghgarh | HAR WALA 18 | 25 KVA | 726
8923 | Damoh | Damoh North | Narsingarh | NARSINGARH | 11 KV Pipariya AG | Muhli Narsinghgarh | HAR WALA 21 | 25 KVA | 732
8924 | Damoh | Damoh North | Narsingarh | NARSINGARH | 11 KV Pipariya AG | Muhli Narsinghgarh | HAR WAL 20 | 25 KVA | 737
8925 | Damoh | Damoh North | Narsingarh | NARSINGARH | 11 KV Pipariya AG | Muhli Narsinghgarh | HAR WALA 17 | 25 KVA | 743
8926 | Damoh | Damoh North | Narsingarh | NARSINGARH | 11 KV Pipariya AG | Muhli Narsinghgarh | HAR WALA 18 | 25 KVA | 746
8927 | Damoh | Damoh North | Narsingarh | NARSINGARH | 11 KV Pipariya AG | Parasai | KALPANA WALA | 63 KVA | 752
8928 | Damoh | Damoh North | Narsingarh | NARSINGARH | 11 KV Pipariya AG | Parasai | KHERUWA HAR-3 | 25 KVA | 760
8929 | Damoh | Damoh North | Narsingarh | NARSINGARH | 11 KV Pipariya AG | Parasai | KHERUWA HAR-4 | 25 KVA | 762
8930 | Damoh | Damoh North | Narsingarh | NARSINGARH | 11 KV Pipariya AG | Parasai | KHERUWA HAR-5 | 25 KVA | 764
8931 | Damoh | Damoh North | Narsingarh | NARSINGARH | 11 KV Pipariya AG | Parasai | PREMLAL | 25 KVA | 774
8932 | Damoh | Damoh North | Narsingarh | NARSINGARH | 11 KV Pipariya AG | Mara Sukhi | KHEURWA HAR | 25 KVA | 783
8933 | Damoh | Damoh North | Narsingarh | NARSINGARH | 11 KV Pipariya AG | Parasai | KHARAGRAM WALA | 25 KVA | 786
8934 | Damoh | Damoh North | Narsingarh | NARSINGARH | 11 KV Pipariya AG | Parasai | SUDAMA WALA | 25 KVA | 790
8935 | Damoh | Damoh North | Narsingarh | NARSINGARH | 11 KV Pipariya AG | Parasai | LAXMI WALA | 25 KVA | 793
8936 | Damoh | Damoh North | Narsingarh | NARSINGARH | 11 KV Pipariya AG | Sukhi Pipariya | KHERUWA HAR-2 | 25 KVA | 799
8937 | Damoh | Damoh North | Narsingarh | NARSINGARH | 11 KV Pipariya AG | Mara Sukhi | KHERUWA HAR-3 | 100 KVA | 816
8938 | Damoh | Damoh North | Patera | PATERA | 11 KV Hindoriya DL | Nauwapatti Ryt. | NAUWA PATI BASTI 2 | 25 KVA | 629
8939 | Damoh | Damoh North | Patera | PATERA | 11 KV Hindoriya DL | Nauwapatti Ryt. | NAUWA PATI BASTI | 63 KVA | 617
8940 | Damoh | Damoh North | Patera | PATERA | 11 KV Hindoriya DL | Imaliya Patera | IMALIYA TAPARIYA 2 | 25 KVA | 611
8941 | Damoh | Damoh North | Patera | PATERA | 11 KV Hindoriya DL | Imaliya Patera | IMALIYA TAPARIYA 1 | 25 KVA | 609
8942 | Damoh | Damoh North | Patera | PATERA | 11 KV Hindoriya DL | Imaliya Patera | IMALIYA BASTI | 100 KVA | 602
8943 | Damoh | Damoh North | Patera | PATERA | 11 KV Hindoriya DL | Jer | JER BASTI | 63 KVA | 576
8944 | Damoh | Damoh North | Patera | PATERA | 11 KV Hindoriya DL | Jer | JER WW | 25 KVA | 575
8945 | Damoh | Damoh North | Patera | PATERA | 11 KV Hindoriya DL | Jer | JER (ADIWASI MUHALLA) | 25 KVA | 562
8946 | Damoh | Damoh North | Patera | PATERA | 11 KV Hindoriya DL | Jer | JER (LODHI MUHALLA) | 25 KVA | 552
8947 | Damoh | Damoh North | Patera | PATERA | 11 KV Hindoriya DL | Jer | JER (SOSAYETI MUHALLA) | 25 KVA | 547
8948 | Damoh | Damoh North | Patera | PATERA | 11 KV Hindoriya DL | Jer | JER (RAJU) | 25 KVA | 528
8949 | Damoh | Damoh North | Patera | PATERA | 11 KV Hindoriya DL | Belkhedi Patera | BELKHEDI (RAJU ) | 63 KVA | 506
8950 | Damoh | Damoh North | Patera | PATERA | 11 KV Hindoriya DL | Belkhedi Patera | BELKHEDI BASTI | 25 KVA | 486
8951 | Damoh | Damoh North | Patera | PATERA | 11 KV Hindoriya DL | Satariya | SATARIYA (JIO TOWER) | 25 KVA | 469
8952 | Damoh | Damoh North | Patera | PATERA | 11 KV Hindoriya DL | Satariya | SATARIYA (TANKI KE PASS) | 25 KVA | 461
8953 | Damoh | Damoh North | Patera | PATERA | 11 KV Hindoriya DL | Satariya | SATARIYA (HARIJAN MUHALLA) | 25 KVA | 460
8954 | Damoh | Damoh North | Patera | PATERA | 11 KV Hindoriya DL | Satariya | SATARIYA (AKHLESH PATAK) | 25 KVA | 458
8955 | Damoh | Damoh North | Patera | PATERA | 11 KV Hindoriya DL | Satariya | SATARIYA (RAMDEEN) | 25 KVA | 449
8956 | Damoh | Damoh North | Patera | PATERA | 11 KV Hindoriya DL | Satariya | SATARIYA (CHOUDA) | 25 KVA | 437
8957 | Damoh | Damoh North | Patera | PATERA | 11 KV Hindoriya DL | Satariya | SATARIYA (ROAD WALA) | 200 KVA | 433
8958 | Damoh | Damoh North | Patera | PATERA | 11 KV Hindoriya DL | Satariya | SATARIYA WW | 25 KVA | 431
8959 | Damoh | Damoh North | Patera | PATERA | 11 KV Hindoriya DL | Satariya | SATARIYA (MAHAVEER) | 25 KVA | 429
8960 | Damoh | Damoh North | Patera | PATERA | 11 KV Hindoriya DL | Satariya | SATARIYA (NARWAPURA) | 100 KVA | 425
8961 | Damoh | Damoh North | Patera | PATERA | 11 KV Hindoriya DL | Datiya | DATIYA (TALAB) | 25 KVA | 421
8962 | Damoh | Damoh North | Patera | PATERA | 11 KV Hindoriya DL | Datiya | DATIYA (SCHOOL) | 25 KVA | 415
8963 | Damoh | Damoh North | Patera | PATERA | 11 KV Hindoriya DL | Datiya | DATIYA (MADIYA ROAD) | 25 KVA | 412
8964 | Damoh | Damoh North | Patera | PATERA | 11 KV Hindoriya DL | Datiya | DATIYA (AADIWASI MUHALLA) | 25 KVA | 400
8965 | Damoh | Damoh North | Patera | PATERA | 11 KV Hindoriya DL | Datiya | DATIYA (ROAD WAL) | 25 KVA | 387
8966 | Damoh | Damoh North | Patera | PATERA | 11 KV Hindoriya DL | NO VILLAGE FOUND | DTR NOT TAGGED | 25 KVA | 385
8967 | Damoh | Damoh North | Patera | PATERA | 11 KV Hindoriya DL | Mudi Dongri | MUNDI DONGRI BASTI | 25 KVA | 377
8968 | Damoh | Damoh North | Patera | PATERA | 11 KV Hindoriya DL | Mudi Dongri | MUNDI DONGRI (SCHOOL) | 25 KVA | 372
8969 | Damoh | Damoh North | Patera | PATERA | 11 KV Hindoriya DL | Mudi Dongri | MUNDI DONGRI WW | 25 KVA | 365
8970 | Damoh | Damoh North | Patera | PATERA | 11 KV Hindoriya DL | NO VILLAGE FOUND | DTR NOT TAGGED | 25 KVA | 352
8971 | Damoh | Damoh North | Patera | PATERA | 11 KV Hindoriya DL | Belapatera | BELA BASTI | 25 KVA | 342
8972 | Damoh | Damoh North | Patera | PATERA | 11 KV Hindoriya DL | Belapatera | BELA BASTI (THAN SINGH) | 25 KVA | 341
8973 | Damoh | Damoh North | Patera | PATERA | 11 KV Hindoriya DL | Harpalpura | HARPALPURA (GUDDA THAKUR) | 25 KVA | 332
8974 | Damoh | Damoh North | Patera | PATERA | 11 KV Hindoriya DL | NO VILLAGE FOUND | DTR NOT TAGGED | 25 KVA | 329
8975 | Damoh | Damoh North | Patera | PATERA | 11 KV Hindoriya DL | Belapatera | BELA (JAIN MANDIR) | 25 KVA | 328
8976 | Damoh | Damoh North | Patera | PATERA | 11 KV Hindoriya DL | Harpalpura | HARPALPURA (HANUMAN MANDIR) | 63 KVA | 312
8977 | Damoh | Damoh North | Patera | PATERA | 11 KV Hindoriya DL | Harpalpura | HARPALPURA (RAJA SHRIVASTAV) | 100 KVA | 297
8978 | Damoh | Damoh North | Patera | PATERA | 11 KV Hindoriya DL | NO VILLAGE FOUND | DTR NOT TAGGED | 25 KVA | 288
8979 | Damoh | Damoh North | Patera | PATERA | 11 KV Hindoriya DL | Harpalpura | HARPALPURA (SHAMSHANT GHAT 2 ) | 25 KVA | 284
8980 | Damoh | Damoh North | Patera | PATERA | 11 KV Hindoriya DL | Harpalpura | HARPALPURA (SHAMSHANT GHAT) | 25 KVA | 283
8981 | Damoh | Damoh North | Patera | PATERA | 11 KV Hindoriya DL | Khamariya Patera | KHAMARIYA BASTI (PATEL WALA) | 25 KVA | 265
8982 | Damoh | Damoh North | Patera | PATERA | 11 KV Hindoriya DL | Mahuna | MAHUNA (SEETARAM PATEL) | 25 KVA | 261
8983 | Damoh | Damoh North | Patera | PATERA | 11 KV Hindoriya DL | Mahuna | MAHUNA (HEMRAJ PATEL) | 25 KVA | 244
8984 | Damoh | Damoh North | Patera | PATERA | 11 KV Hindoriya DL | Mahuna | MAHUNA BASTI | 25 KVA | 235
8985 | Damoh | Damoh North | Patera | PATERA | 11 KV Hindoriya DL | Mahuna | MAHUNA (TALAB) | 25 KVA | 232
8986 | Damoh | Damoh North | Patera | PATERA | 11 KV Hindoriya DL | Nandia | NADIYA (TANKI KE PASS) | 25 KVA | 226
8987 | Damoh | Damoh North | Patera | PATERA | 11 KV Hindoriya DL | NO VILLAGE FOUND | DTR NOT TAGGED | 25 KVA | 218
8988 | Damoh | Damoh North | Patera | PATERA | 11 KV Hindoriya DL | NO VILLAGE FOUND | DTR NOT TAGGED | 25 KVA | 215
8989 | Damoh | Damoh North | Patera | PATERA | 11 KV Hindoriya DL | NO VILLAGE FOUND | DTR NOT TAGGED | 25 KVA | 210
8990 | Damoh | Damoh North | Patera | PATERA | 11 KV Hindoriya DL | Bamanpura | BAMANPURA (OMKAR PATEL) | 25 KVA | 203
8991 | Damoh | Damoh North | Patera | PATERA | 11 KV Hindoriya DL | NO VILLAGE FOUND | DTR NOT TAGGED | 25 KVA | 199
8992 | Damoh | Damoh North | Patera | PATERA | 11 KV Hindoriya DL | Bamanpura | BAMANPURA (SCHOOL) | 25 KVA | 198
8993 | Damoh | Damoh North | Patera | PATERA | 11 KV Hindoriya DL | Bamanpura | BAMANPURA (JIO TOWER) | 25 KVA | 191
8994 | Damoh | Damoh North | Patera | PATERA | 11 KV Hindoriya DL | Bamanpura | BAMANPURA (KAPOOR CHAND JAIN) | 25 KVA | 186
8995 | Damoh | Damoh North | Patera | PATERA | 11 KV Hindoriya DL | Bamanpura | BAMANPURA (AADIWASI MUHALLA) | 25 KVA | 179
8996 | Damoh | Damoh North | Patera | PATERA | 11 KV Hindoriya DL | Bamanpura | BAMANPURA (RAJMAL JAIN) | 25 KVA | 170
8997 | Damoh | Damoh North | Patera | PATERA | 11 KV Hindoriya DL | Bamanpura | BAMANPURA (NALA) | 100 KVA | 167
8998 | Damoh | Damoh North | Patera | PATERA | 11 KV Hindoriya DL | NO VILLAGE FOUND | DTR NOT TAGGED | 25 KVA | 164
8999 | Damoh | Damoh North | Patera | PATERA | 11 KV Hindoriya DL | Bamanpura | BAMANPURA (UP SWATH KENDRA) | 25 KVA | 158
9001 | Damoh | Damoh North | Patera | PATERA | 11 KV Hindoriya DL | Bamanpura | BAMANPURA (BALRAM PATEL) | 25 KVA | 140
9002 | Damoh | Damoh North | Patera | PATERA | 11 KV Hindoriya DL | Jamuniya Tank | JAMINUYA HAR | 25 KVA | 133
9003 | Damoh | Damoh North | Patera | PATERA | 11 KV Hindoriya DL | NO VILLAGE FOUND | DTR NOT TAGGED | 25 KVA | 126
9004 | Damoh | Damoh North | Patera | PATERA | 11 KV Hindoriya DL | NO VILLAGE FOUND | DTR NOT TAGGED | 25 KVA | 112
9005 | Damoh | Damoh North | Patera | PATERA | 11 KV Hindoriya DL | Patera | PATERA (RAHAT KHAN) | 25 KVA | 104
9006 | Damoh | Damoh North | Patera | PATERA | 11 KV Hindoriya DL | NO VILLAGE FOUND | DTR NOT TAGGED | 25 KVA | 98
9007 | Damoh | Damoh North | Patera | PATERA | 11 KV Hindoriya DL | Jamuniya Tank | JAMUNIYA TAK (SANTOSH) | 25 KVA | 91
9008 | Damoh | Damoh North | Patera | PATERA | 11 KV Hindoriya DL | Jamuniya Tank | JAMUNIYA TAK (SCHOOL) | 25 KVA | 86
9009 | Damoh | Damoh North | Patera | PATERA | 11 KV Hindoriya DL | Jamuniya Tank | JAMINIYA TAK (ROAD WALA) | 25 KVA | 83
9010 | Damoh | Damoh North | Patera | PATERA | 11 KV Hindoriya DL | NO VILLAGE FOUND | DTR NOT TAGGED | 25 KVA | 82
9011 | Damoh | Damoh North | Patera | PATERA | 11 KV Hindoriya DL | Jamuniya Tank | JAMINIYA TAK (TALAB) | 100 KVA | 80
9012 | Damoh | Damoh North | Patera | PATERA | 11 KV Hindoriya DL | NO VILLAGE FOUND | DTR NOT TAGGED | 25 KVA | 77
9013 | Damoh | Damoh North | Patera | PATERA | 11 KV Hindoriya DL | Jamuniya Tank | JAMUNIYA TAK (KAMLESH) | 25 KVA | 72
9014 | Damoh | Damoh North | Patera | PATERA | 11 KV Hindoriya DL | Jamuniya Tank | JAMUNIYA TAK (GYANI) | 25 KVA | 64
9015 | Damoh | Damoh North | Patera | PATERA | 11 KV Hindoriya DL | Patera | PATERA (RAJJU BASOR) | 25 KVA | 44
9016 | Damoh | Damoh North | Patera | PATERA | 11 KV Hindoriya DL | Patera | PATERA (POORAN CHAMAR) | 25 KVA | 36
9017 | Damoh | Damoh North | Patera | PATERA | 11 KV Hindoriya DL | Patera | PATERA (KARE WALA) | 25 KVA | 27
9018 | Damoh | Damoh North | Patera | PATERA | 11 KV Hindoriya DL | NO VILLAGE FOUND | DTR NOT TAGGED | 25 KVA | 25
9019 | Damoh | Damoh North | Patera | PATERA | 11 KV Hindoriya DL | NO VILLAGE FOUND | DTR NOT TAGGED | 25 KVA | 16
9020 | Damoh | Damoh North | Patera | PATERA | 11 KV Hindoriya DL | NO VILLAGE FOUND | DTR NOT TAGGED | 25 KVA | 12
9021 | Damoh | Damoh North | Patera | PATERA | 11 KV Hindoriya DL | Tikri Ghat | TIKRI GHAT | 25 KVA | 650
9022 | Damoh | Damoh North | Patera | PATERA | 11 KV Hindoriya DL | Tikri Ghat | PATPARA TIKRI GHAT | 100 KVA | 656
9023 | Damoh | Damoh North | Patera | PATERA | 11 KV Hindoriya DL | Ghat Pipariya | GHATPIPARIYA SCHOOL | 25 KVA | 673
9024 | Damoh | Damoh North | Patera | PATERA | 11 KV Hindoriya DL | Ghat Pipariya | GHATPIPARIYA BASTI | 63 KVA | 679
9025 | Damoh | Damoh North | Patera | PATERA | 11 KV Hindoriya DL | Ghat Pipariya | GHAT PIPARIYA HARIJAN MUHALLA | 25 KVA | 682
9026 | Damoh | Damoh North | Patera | PATERA | 11 KV Hindoriya DL | Neem Kheda | NEEMKHEDA BASTI | 63 KVA | 689
9027 | Damoh | Damoh North | Patera | PATERA | 11 KV Hindoriya DL | Tikri Ghat | TIKRI GHAT BASTI | 63 KVA | 703
9028 | Damoh | Damoh North | Patera | PATERA | 11 KV Hindoriya DL | Tikri Ghat | TIKRI GHAT LALCHAND | 25 KVA | 717
9029 | Damoh | Damoh North | Patera | PATERA | 11 KV Hindoriya DL | Muda Kheda | MUDA KHEDA BASTI | 63 KVA | 722
9030 | Damoh | Damoh North | Patera | PATERA | 11 KV Hindoriya DL | Muda Kheda | MUDA KHEDA SATISH NAYAK | 25 KVA | 735
9031 | Damoh | Damoh North | Patera | PATERA | 11 KV Hindoriya DL | Panda | PANDA SCHOOL | 25 KVA | 752
9032 | Damoh | Damoh North | Patera | PATERA | 11 KV Hindoriya DL | Panda | PANDA KARKE MUHALLA | 25 KVA | 765
9033 | Damoh | Damoh North | Patera | PATERA | 11 KV Hindoriya DL | Panda | PANDA BASTI 2 | 25 KVA | 767
9034 | Damoh | Damoh North | Patera | PATERA | 11 KV Hindoriya DL | Panda | PANDA BASTI | 100 KVA | 768
9035 | Damoh | Damoh North | Patera | PATERA | 11 KV Patera Basti DL | Pipariya Sahni | VODA TELECOM | 25 KVA | 113
9036 | Damoh | Damoh North | Patera | PATERA | 11 KV Patera Basti DL | Pipariya Sahni | IDEA TOWER | 25 KVA | 112
9037 | Damoh | Damoh North | Patera | PATERA | 11 KV Patera Basti DL | Pipariya Sahni | HATTA ROAD WW | 100 KVA | 107
9038 | Damoh | Damoh North | Patera | PATERA | 11 KV Patera Basti DL | Pipariya Sahni | PIPAL WALA | 100 KVA | 101
9039 | Damoh | Damoh North | Patera | PATERA | 11 KV Patera Basti DL | Pipariya Sahni | NARAYAN WALA | 100 KVA | 100
9040 | Damoh | Damoh North | Patera | PATERA | 11 KV Patera Basti DL | Pipariya Sahni | AIRTEL BUS STAND | 25 KVA | 91
9041 | Damoh | Damoh North | Patera | PATERA | 11 KV Patera Basti DL | Pipariya Sahni | KUMARGADH WW | 100 KVA | 83
9042 | Damoh | Damoh North | Patera | PATERA | 11 KV Patera Basti DL | Pipariya Sahni | GAS GODAM | 100 KVA | 74
9043 | Damoh | Damoh North | Patera | PATERA | 11 KV Patera Basti DL | Pipariya Sahni | CHOPRA ROAD | 100 KVA | 59
9044 | Damoh | Damoh North | Patera | PATERA | 11 KV Patera Basti DL | Pipariya Sahni | BUS STAND | 200 KVA | 57
9045 | Damoh | Damoh North | Patera | PATERA | 11 KV Patera Basti DL | Pipariya Sahni | HATTA TIGADDA | 100 KVA | 53
9046 | Damoh | Damoh North | Patera | PATERA | 11 KV Patera Basti DL | Pipariya Sahni | TATA TELECOM | 25 KVA | 48
9047 | Damoh | Damoh North | Patera | PATERA | 11 KV Patera Basti DL | Pipariya Sahni | RELAINCE | 63 KVA | 47
9048 | Damoh | Damoh North | Patera | PATERA | 11 KV Patera Basti DL | Pipariya Sahni | SHEETLA MATA | 100 KVA | 46
9049 | Damoh | Damoh North | Patera | PATERA | 11 KV Patera Basti DL | Patera | RAM SINGH | 200 KVA | 41
9050 | Damoh | Damoh North | Patera | PATERA | 11 KV Patera Basti DL | Jamuniya Tank | HARIJAN MUHALLA | 100 KVA | 35
9051 | Damoh | Damoh North | Patera | PATERA | 11 KV Patera Basti DL | Jamuniya Tank | PETROL PUMP | 100 KVA | 28
9052 | Damoh | Damoh North | Patera | PATERA | 11 KV Patera Basti DL | Jamuniya Tank | PATERA JIO EXCHANGE OFFICE | 63 KVA | 23
9053 | Damoh | Damoh North | Patera | PATERA | 11 KV Patera Basti DL | Rewjha Madho | BSNL BASTI | 63 KVA | 22
9054 | Damoh | Damoh North | Patera | PATERA | 11 KV Patera Basti DL | Patera | BLOCK TIGADDA | 200 KVA | 16
9055 | Damoh | Damoh North | Patera | PATERA | 11 KV Patera Basti DL | Rewjha Madho | EIDGAH | 100 KVA | 5
9056 | Damoh | Damoh North | Patera | PATERA | 11 KV Patera Basti DL | Jamuniya Tank | BSNL TOWER | 63 KVA | 143
9057 | Damoh | Damoh North | Patera | PATERA | 11 KV Patera Basti DL | Pipariya Sahni | PADRI ROAD | 100 KVA | 117
9058 | Damoh | Damoh North | Patera | PATERA | 11 KV Barrat-Bilakhurd DL | Chaupra Patera | CHOPRA BASTI | 25 KVA | 430
9059 | Damoh | Damoh North | Patera | PATERA | 11 KV Barrat-Bilakhurd DL | Rajabandhi | RAJABANDI PATEL | 25 KVA | 417
9060 | Damoh | Damoh North | Patera | PATERA | 11 KV Barrat-Bilakhurd DL | Rajabandhi | RAJABANDI (HARIJAN MUHALLA) | 25 KVA | 416
9061 | Damoh | Damoh North | Patera | PATERA | 11 KV Barrat-Bilakhurd DL | Rajabandhi | RAJABANDI WW | 63 KVA | 409
9062 | Damoh | Damoh North | Patera | PATERA | 11 KV Barrat-Bilakhurd DL | Rajabandhi | RAJABANDI BASTI | 100 KVA | 406
9063 | Damoh | Damoh North | Patera | PATERA | 11 KV Barrat-Bilakhurd DL | Rajabandhi | RAJABANDI (ROAD) | 25 KVA | 387
9064 | Damoh | Damoh North | Patera | PATERA | 11 KV Barrat-Bilakhurd DL | Rajabandhi | RAJABANDI RATAN | 100 KVA | 378
9065 | Damoh | Damoh North | Patera | PATERA | 11 KV Barrat-Bilakhurd DL | Kulawa Patera | KULUWA TAPARIYA | 25 KVA | 365
9066 | Damoh | Damoh North | Patera | PATERA | 11 KV Barrat-Bilakhurd DL | Jamata | JAMATA BASTI | 25 KVA | 360
9067 | Damoh | Damoh North | Patera | PATERA | 11 KV Barrat-Bilakhurd DL | Sagoni Kalyan | SAGONI KALYAN RAJU | 100 KVA | 347
9068 | Damoh | Damoh North | Patera | PATERA | 11 KV Barrat-Bilakhurd DL | Sagoni Kalyan | SAGONI ROAD | 100 KVA | 341
9069 | Damoh | Damoh North | Patera | PATERA | 11 KV Barrat-Bilakhurd DL | Sagoni Kalyan | SAGONI THAKUR | 63 KVA | 328
9070 | Damoh | Damoh North | Patera | PATERA | 11 KV Barrat-Bilakhurd DL | Sagoni Kalyan | SAGONI KALYAN PATEL | 63 KVA | 323
9071 | Damoh | Damoh North | Patera | PATERA | 11 KV Barrat-Bilakhurd DL | Sagoni Kalyan | SAGONI KALYAN BASTI | 63 KVA | 315
9072 | Damoh | Damoh North | Patera | PATERA | 11 KV Barrat-Bilakhurd DL | Padri Shajapur | PADRI SAHAJPUR PATEL | 63 KVA | 287
9073 | Damoh | Damoh North | Patera | PATERA | 11 KV Barrat-Bilakhurd DL | Muari | MUWARI PATEL MUHALLA | 63 KVA | 280
9074 | Damoh | Damoh North | Patera | PATERA | 11 KV Barrat-Bilakhurd DL | Muari | MUWARI HARIJAN | 100 KVA | 279
9075 | Damoh | Damoh North | Patera | PATERA | 11 KV Barrat-Bilakhurd DL | Muari | MUWARI MADAN | 63 KVA | 273
9076 | Damoh | Damoh North | Patera | PATERA | 11 KV Barrat-Bilakhurd DL | Muari | MUWARI ROAD | 63 KVA | 260
9077 | Damoh | Damoh North | Patera | PATERA | 11 KV Barrat-Bilakhurd DL | Munda | MUDA ROAD WALA | 63 KVA | 251
9078 | Damoh | Damoh North | Patera | PATERA | 11 KV Barrat-Bilakhurd DL | Munda | MUDA NEERAJ | 63 KVA | 245
9079 | Damoh | Damoh North | Patera | PATERA | 11 KV Barrat-Bilakhurd DL | Munda | MUDA PATEL | 63 KVA | 242
9080 | Damoh | Damoh North | Patera | PATERA | 11 KV Barrat-Bilakhurd DL | Munda | MUDA BASTI 2 | 63 KVA | 236
9081 | Damoh | Damoh North | Patera | PATERA | 11 KV Barrat-Bilakhurd DL | Munda | MUDA HARIJN MUHALLA | 63 KVA | 233
9082 | Damoh | Damoh North | Patera | PATERA | 11 KV Barrat-Bilakhurd DL | Simri Shukla | SIMRI SUKL KALAM | 63 KVA | 223
9083 | Damoh | Damoh North | Patera | PATERA | 11 KV Barrat-Bilakhurd DL | Simri Shukla | SIMRI SUKL BASTI | 63 KVA | 215
9084 | Damoh | Damoh North | Patera | PATERA | 11 KV Barrat-Bilakhurd DL | Harduwaghat | HARGUWA GHAT BASTI | 63 KVA | 210
9085 | Damoh | Damoh North | Patera | PATERA | 11 KV Barrat-Bilakhurd DL | Harduwaghat | HARGUWA (MAHRAJ MUHALLA) | 63 KVA | 207
9086 | Damoh | Damoh North | Patera | PATERA | 11 KV Barrat-Bilakhurd DL | Kunwarpur Patera | KUWARPUR RAMSINGH | 63 KVA | 194
9087 | Damoh | Damoh North | Patera | PATERA | 11 KV Barrat-Bilakhurd DL | Kunwarpur Patera | KUWARPUR TAPARIYA | 25 KVA | 191
9088 | Damoh | Damoh North | Patera | PATERA | 11 KV Barrat-Bilakhurd DL | Kunwarpur Patera | KUWARPUR TAPARIYA BASTI | 63 KVA | 189
9089 | Damoh | Damoh North | Patera | PATERA | 11 KV Barrat-Bilakhurd DL | Kunwarpur Patera | KUWARPUR PATEL | 63 KVA | 178
9090 | Damoh | Damoh North | Patera | PATERA | 11 KV Barrat-Bilakhurd DL | Kunwarpur Patera | KUWARPUR BASTI | 63 KVA | 171
9091 | Damoh | Damoh North | Patera | PATERA | 11 KV Barrat-Bilakhurd DL | Kunwarpur Patera | KUWARPUR (WATAR) | 63 KVA | 169
9092 | Damoh | Damoh North | Patera | PATERA | 11 KV Barrat-Bilakhurd DL | Padri Shajapur | PADRI SAHAJPUR PURWA . | 63 KVA | 151
9093 | Damoh | Damoh North | Patera | PATERA | 11 KV Barrat-Bilakhurd DL | Padri Shajapur | PADRI SAHAJPUR KAMLESH | 25 KVA | 136
9094 | Damoh | Damoh North | Patera | PATERA | 11 KV Barrat-Bilakhurd DL | Padri Shajapur | PADRI SAHAJPUR ROAD | 25 KVA | 133
9095 | Damoh | Damoh North | Patera | PATERA | 11 KV Barrat-Bilakhurd DL | Jamata | JAMATA ROAD | 25 KVA | 125
9096 | Damoh | Damoh North | Patera | PATERA | 11 KV Barrat-Bilakhurd DL | Kulawa Patera | KULUWA ROAD | 25 KVA | 105
9097 | Damoh | Damoh North | Patera | PATERA | 11 KV Barrat-Bilakhurd DL | Kulawa Patera | KULUWA NALA KE PASAS | 25 KVA | 103
9098 | Damoh | Damoh North | Patera | PATERA | 11 KV Barrat-Bilakhurd DL | Kulawa Patera | KULUWA (BASTI) | 25 KVA | 93
9099 | Damoh | Damoh North | Patera | PATERA | 11 KV Barrat-Bilakhurd DL | Rajabandhi | GOPTALA BASTI | 25 KVA | 71
9101 | Damoh | Damoh North | Patera | PATERA | 11 KV Barrat-Bilakhurd DL | Pathariya Patera | PATAHRIYA BASTI | 25 KVA | 47
9102 | Damoh | Damoh North | Patera | PATERA | 11 KV Barrat-Bilakhurd DL | Pipariya Sahni | PIPARIYA SAHNI BASTI | 63 KVA | 445
9103 | Damoh | Damoh North | Patera | PATERA | 11 KV Patera Tehsil DL | Bamanpura | REST HOUSE | 100 KVA | 195
9104 | Damoh | Damoh North | Patera | PATERA | 11 KV Patera Tehsil DL | Pipariya Sahni | SANKAT MOCHAN MANDIR | 100 KVA | 185
9105 | Damoh | Damoh North | Patera | PATERA | 11 KV Patera Tehsil DL | Pipariya Sahni | GANESH MANDIR | 100 KVA | 180
9106 | Damoh | Damoh North | Patera | PATERA | 11 KV Patera Tehsil DL | Patera | POLICE STATION | 100 KVA | 167
9107 | Damoh | Damoh North | Patera | PATERA | 11 KV Patera Tehsil DL | Jamuniya Tank | PATERA BHORABAG NEW | 100 KVA | 149
9108 | Damoh | Damoh North | Patera | PATERA | 11 KV Patera Tehsil DL | Jamuniya Tank | GALLA MANDI | 25 KVA | 139
9109 | Damoh | Damoh North | Patera | PATERA | 11 KV Patera Tehsil DL | Jamuniya Tank | MRIDA PARIKSHAN (KRASHI VIBHAG) | 25 KVA | 137
9110 | Damoh | Damoh North | Patera | PATERA | 11 KV Patera Tehsil DL | Jamuniya Tank | ABCD-ENGLISH-ONLY | 100 KVA | 132
9111 | Damoh | Damoh North | Patera | PATERA | 11 KV Patera Tehsil DL | Jamuniya Tank | MODEL SCHOOL | 100 KVA | 130
9112 | Damoh | Damoh North | Patera | PATERA | 11 KV Patera Tehsil DL | Jamuniya Tank | HARIJAN CHHATRAWAS | 100 KVA | 123
9113 | Damoh | Damoh North | Patera | PATERA | 11 KV Patera Tehsil DL | Jamuniya Tank | HARIJAN CHATRAWAS | 100 KVA | 122
9114 | Damoh | Damoh North | Patera | PATERA | 11 KV Patera Tehsil DL | Patera | SHOBHA NAGAR BHALLU | 100 KVA | 121
9115 | Damoh | Damoh North | Patera | PATERA | 11 KV Patera Tehsil DL | Jamuniya Tank | SHANKAR SAHU | 100 KVA | 116
9116 | Damoh | Damoh North | Patera | PATERA | 11 KV Patera Tehsil DL | Jamuniya Tank | HOSPITAL NEW | 100 KVA | 109
9117 | Damoh | Damoh North | Patera | PATERA | 11 KV Patera Tehsil DL | Jamuniya Tank | HOSPITAL | 25 KVA | 107
9118 | Damoh | Damoh North | Patera | PATERA | 11 KV Patera Tehsil DL | Jamuniya Tank | GAFLU PATWARI | 25 KVA | 93
9119 | Damoh | Damoh North | Patera | PATERA | 11 KV Patera Tehsil DL | Jamuniya Tank | RESHAM UDYOG TALAB | 25 KVA | 86
9120 | Damoh | Damoh North | Patera | PATERA | 11 KV Patera Tehsil DL | Jamuniya Tank | RESHAM UDYOG | 100 KVA | 79
9121 | Damoh | Damoh North | Patera | PATERA | 11 KV Patera Tehsil DL | Jamuniya Tank | RESHAM UDYOG | 100 KVA | 80
9122 | Damoh | Damoh North | Patera | PATERA | 11 KV Patera Tehsil DL | Jamuniya Tank | ITI | 63 KVA | 78
9123 | Damoh | Damoh North | Patera | PATERA | 11 KV Patera Tehsil DL | Jamuniya Tank | HAMID ALI | 63 KVA | 66
9124 | Damoh | Damoh North | Patera | PATERA | 11 KV Patera Tehsil DL | Rewjha Madho | BADI KHUWA (RAMU PARSAD) | 25 KVA | 58
9125 | Damoh | Damoh North | Patera | PATERA | 11 KV Patera Tehsil DL | Rewjha Madho | BADI KNOWS KADORI | 25 KVA | 53
9126 | Damoh | Damoh North | Patera | PATERA | 11 KV Patera Tehsil DL | Rewjha Madho | BHAGAT SINGH | 63 KVA | 26
9127 | Damoh | Damoh North | Patera | PATERA | 11 KV Patera Tehsil DL | Rewjha Madho | BELANPURA | 25 KVA | 13
9128 | Damoh | Damoh North | Patera | PATERA | 11 KV Patera Tehsil DL | Bamanpura | HIGH SCHOOL | 100 KVA | 197
9129 | Damoh | Damoh North | Patera | PATERA | 11 KV Barrat AG | Rampura | SHYAMLAL | 25 KVA | 133
9130 | Damoh | Damoh North | Patera | PATERA | 11 KV Barrat AG | Rampura | HAAR WALA | 25 KVA | 130
9131 | Damoh | Damoh North | Patera | PATERA | 11 KV Barrat AG | Rampura | HAAR WALA | 63 KVA | 125
9132 | Damoh | Damoh North | Patera | PATERA | 11 KV Barrat AG | Rampura | KAMLA BAI | 25 KVA | 121
9133 | Damoh | Damoh North | Patera | PATERA | 11 KV Barrat AG | Rampura | MANNU WALA | 25 KVA | 118
9134 | Damoh | Damoh North | Patera | PATERA | 11 KV Barrat AG | Rampura | ISMAIL WALA | 25 KVA | 119
9135 | Damoh | Damoh North | Patera | PATERA | 11 KV Barrat AG | Rampura | BARE LAL | 25 KVA | 113
9136 | Damoh | Damoh North | Patera | PATERA | 11 KV Barrat AG | Rampura | SANGA MANNU LAL | 25 KVA | 111
9137 | Damoh | Damoh North | Patera | PATERA | 11 KV Barrat AG | Patera | SANGA | 100 KVA | 91
9138 | Damoh | Damoh North | Patera | PATERA | 11 KV Barrat AG | Patera | RAMPURA HANUMAT SINGH | 25 KVA | 82
9139 | Damoh | Damoh North | Patera | PATERA | 11 KV Barrat AG | Patera | RAMPURA CHITTAR SINGH | 25 KVA | 78
9140 | Damoh | Damoh North | Patera | PATERA | 11 KV Barrat AG | Patera | RAMPURA BASTI | 63 KVA | 70
9141 | Damoh | Damoh North | Patera | PATERA | 11 KV Barrat AG | Patera | PATERA JHAGRA NALA | 100 KVA | 32
9142 | Damoh | Damoh North | Patera | PATERA | 11 KV Barrat AG | Rampura | AWADH RANI | 25 KVA | 136
9143 | Damoh | Damoh North | Patharia | PATHARIA | 11 KV Pathariya-Lakhroni DL | Umraho | NEW DTR | 25 KVA | 89
9144 | Damoh | Damoh North | Patharia | PATHARIA | 11 KV Pathariya-Lakhroni DL | Umraho | 25 KVA NEW DTR | 25 KVA | 79
9145 | Damoh | Damoh North | Patharia | PATHARIA | 11 KV Pathariya-Lakhroni DL | Umraho | HAT BAZAR | 25 KVA | 75
9146 | Damoh | Damoh North | Patharia | PATHARIA | 11 KV Pathariya-Lakhroni DL | Umraho | PATHRIYA HAT BAZAR 91-35 | 25 KVA | 72
9147 | Damoh | Damoh North | Patharia | PATHARIA | 11 KV Pathariya-Lakhroni DL | Mirjapur | PATHERIYA KARASH DEV | 100 KVA | 62
9148 | Damoh | Damoh North | Patharia | PATHARIA | 11 KV Pathariya-Lakhroni DL | Mirjapur | CHATRAVAS II | 25 KVA | 60
9149 | Damoh | Damoh North | Patharia | PATHARIA | 11 KV Pathariya-Lakhroni DL | Mirjapur | CHATRAVAS I | 25 KVA | 59
9150 | Damoh | Damoh North | Patharia | PATHARIA | 11 KV Pathariya-Lakhroni DL | Hathna Bansa | PATHERAYA SIDDH | 100 KVA | 53
9151 | Damoh | Damoh North | Patharia | PATHARIA | 11 KV Pathariya-Lakhroni DL | Umraho | KISHORI PATEL | 25 KVA | 44
9152 | Damoh | Damoh North | Patharia | PATHARIA | 11 KV Pathariya-Lakhroni DL | Hathna Bansa | NANNA PATEL | 25 KVA | 42
9153 | Damoh | Damoh North | Patharia | PATHARIA | 11 KV Pathariya-Lakhroni DL | Mirjapur | PATHRIYA KARANJUA | 100 KVA | 31
9154 | Damoh | Damoh North | Patharia | PATHARIA | 11 KV Pathariya-Lakhroni DL | Rajwans | PATHARIA HALLE BHAI | 100 KVA | 25
9155 | Damoh | Damoh North | Patharia | PATHARIA | 11 KV Pathariya-Lakhroni DL | Bansa Kalan | RELIANCE TOWER | 25 KVA | 13
9156 | Damoh | Damoh North | Patharia | PATHARIA | 11 KV Pathariya-Lakhroni DL | Bansa Kalan | GAGAN BEYAR HOUSE | 25 KVA | 12
9157 | Damoh | Damoh North | Patharia | PATHARIA | 11 KV Pathariya-Lakhroni DL | Bansa Kalan | RELIANCE TOWER | 25 KVA | 5
9158 | Damoh | Damoh North | Patharia | PATHARIA | 11 KV Pathariya-Lakhroni DL | Bansa Kalan | GAGAN BEYAR HOUSE | 25 KVA | 4
9159 | Damoh | Damoh North | Patharia | PATHARIA | 11 KV Pathariya-Lakhroni DL | Umraho | GAYTRI MANDIR | 25 KVA | 120
9160 | Damoh | Damoh North | Patharia | PATHARIA | 11 KV Pathariya-Lakhroni DL | Mirjapur | PATHERIYA KARASH DEV | 100 KVA | 121
9161 | Damoh | Damoh North | Patharia | PATHARIA | 11 KV Pathariya-Lakhroni DL | Mirjapur | KARASDEV IIND | 100 KVA | 123
9162 | Damoh | Damoh North | Patharia | PATHARIA | 11 KV Pathariya-Lakhroni DL | Mirjapur | SAGAR ROAD NALA | 100 KVA | 129
9163 | Damoh | Damoh North | Patharia | PATHARIA | 11 KV Nandrai DL | Hathna Bansa | NANDRAI GOPAL PATEL CHAKKI | 63 KVA | 226
9164 | Damoh | Damoh North | Patharia | PATHARIA | 11 KV Nandrai DL | Hathna Bansa | NANDRAI SUNDAR NAGRI | 25 KVA | 210
9165 | Damoh | Damoh North | Patharia | PATHARIA | 11 KV Nandrai DL | Hathna Bansa | NANDRAI HATNA AMOL SINGH | 25 KVA | 204
9166 | Damoh | Damoh North | Patharia | PATHARIA | 11 KV Nandrai DL | Hathna Bansa | NANDRAI SAJIYA TILUA | 63 KVA | 172
9167 | Damoh | Damoh North | Patharia | PATHARIA | 11 KV Nandrai DL | Hathna Bansa | NANDRAI PRABHU PATEL | 25 KVA | 157
9168 | Damoh | Damoh North | Patharia | PATHARIA | 11 KV Nandrai DL | Bansa Kalan | NANDRAI HANUMAN MANDIR | 63 KVA | 136
9169 | Damoh | Damoh North | Patharia | PATHARIA | 11 KV Nandrai DL | Dhono | SHALA WALA | 25 KVA | 124
9170 | Damoh | Damoh North | Patharia | PATHARIA | 11 KV Nandrai DL | Bansa Kalan | IMALIYA HANUMAN TEMPLE (FS) | 25 KVA | 118
9171 | Damoh | Damoh North | Patharia | PATHARIA | 11 KV Nandrai DL | Dhono | IMALIYA BASTI | 100 KVA | 113
9172 | Damoh | Damoh North | Patharia | PATHARIA | 11 KV Nandrai DL | Nandrai | I PRABHU PATEL | 25 KVA | 111
9173 | Damoh | Damoh North | Patharia | PATHARIA | 11 KV Nandrai DL | Bansa Kalan | NANDRAI GARHKOTA ROAD | 25 KVA | 32
9174 | Damoh | Damoh North | Patharia | PATHARIA | 11 KV Nandrai DL | Nandrai | NANDRAI HARIJAN MOHALA-II (FS) | 25 KVA | 271
9175 | Damoh | Damoh North | Patharia | PATHARIA | 11 KV Nandrai DL | Nandrai | NANDRAI PRIMARY SCHOOL 2ND | 25 KVA | 276
9176 | Damoh | Damoh North | Patharia | PATHARIA | 11 KV Nandrai DL | Nandrai | NANDRAI PRIMARY SCHOOL1ST | 63 KVA | 277
9177 | Damoh | Damoh North | Patharia | PATHARIA | 11 KV Nandrai DL | Nandrai | NANDRAI SHERSINGH WALI | 25 KVA | 281
9178 | Damoh | Damoh North | Patharia | PATHARIA | 11 KV Nandrai DL | Nandrai | NANDRAI HIGH SCHOOL | 25 KVA | 289
9179 | Damoh | Damoh North | Patharia | PATHARIA | 11 KV Nandrai DL | Nandrai | NANDRAI AMBEDKAR WARD | 25 KVA | 294
9180 | Damoh | Damoh North | Patharia | PATHARIA | 11 KV Nandrai DL | Nandrai | NANDRAI HARIJAN MOHALLA-I (FS) | 25 KVA | 298
9181 | Damoh | Damoh North | Patharia | PATHARIA | 11 KV Nandrai DL | Nandrai | NANDRAI HARIJAN MOHALA-II (FS) | 25 KVA | 299
9182 | Damoh | Damoh North | Patharia | PATHARIA | 11 KV Nandrai DL | Nandrai | NANDRAI GOVT HOSPITAL (FS) | 25 KVA | 305
9183 | Damoh | Damoh North | Patharia | PATHARIA | 11 KV Nandrai DL | Nandrai | NANDRAI AIRTEL TOWER | 25 KVA | 308
9184 | Damoh | Damoh North | Patharia | PATHARIA | 11 KV Nandrai DL | Nandrai | NANDRAI MEGHRAJ WALA | 25 KVA | 312
9185 | Damoh | Damoh North | Patharia | PATHARIA | 11 KV Nandrai DL | Nandrai | NANDRAI JIO TOWER | 25 KVA | 314
9186 | Damoh | Damoh North | Patharia | PATHARIA | 11 KV Nandrai DL | Nandrai | NANDRAI HANUMAN MANDIR | 25 KVA | 317
9187 | Damoh | Damoh North | Patharia | PATHARIA | 11 KV Nandrai DL | Nandrai | NANDRAI HANUMAN MANDIR II | 25 KVA | 318
9188 | Damoh | Damoh North | Patharia | PATHARIA | 11 KV Nandrai DL | Nandrai | NANDRAI GANESH MANDIR | 25 KVA | 335
9189 | Damoh | Damoh North | Patharia | PATHARIA | 11 KV Nandrai DL | Borai | RAPDA SCHOOL | 25 KVA | 357
9190 | Damoh | Damoh North | Patharia | PATHARIA | 11 KV Nandrai DL | Nandrai | NANDRAI CHOPRA COLLONEY | 25 KVA | 396
9191 | Damoh | Damoh North | Patharia | PATHARIA | 11 KV Nandrai DL | Hathna Bansa | NANDRAI CHOPRA TALAB WALA | 25 KVA | 413
9192 | Damoh | Damoh North | Patharia | PATHARIA | 11 KV Nandrai DL | Sodani | NANDRAI CHOPRA BASTI 1ST | 25 KVA | 422
9193 | Damoh | Damoh North | Patharia | PATHARIA | 11 KV Nandrai DL | Sodani | NANDRAI CHOPRA BASTI IIND | 25 KVA | 435
9194 | Damoh | Damoh North | Patharia | PATHARIA | 11 KV Nandrai DL | Nandrai | WATER WORK | 25 KVA | 446
9195 | Damoh | Damoh North | Patharia | PATHARIA | 11 KV Nandrai DL | Umraho | UMRAHO COLLONY | 25 KVA | 555
9196 | Damoh | Damoh North | Patharia | PATHARIA | 11 KV Nandrai DL | Umraho | PUTTE SAHU | 25 KVA | 561
9197 | Damoh | Damoh North | Patharia | PATHARIA | 11 KV Nandrai DL | Umraho | UMRAHO BASTI | 25 KVA | 584
9198 | Damoh | Damoh North | Patharia | PATHARIA | 11 KV Nandrai DL | Umraho | UMRAHO BASTI TOLA | 25 KVA | 600
9199 | Damoh | Damoh North | Patharia | PATHARIA | 11 KV Nandrai DL | Jamuniya Mal. | JAMUNIYA RAILWAY FATAK | 25 KVA | 623
9201 | Damoh | Damoh North | Patharia | PATHARIA | 11 KV Nandrai DL | Jamuniya Mal. | JAMUNIYA BASTI IIND | 25 KVA | 667
9202 | Damoh | Damoh North | Patharia | PATHARIA | 11 KV Nandrai DL | Jamuniya Mal. | JAMUIYA BASTI | 25 KVA | 671
9203 | Damoh | Damoh North | Patharia | PATHARIA | 11 KV Nandrai DL | Jamuniya Mal. | JAMUNIYA AADIWASI TOLA | 25 KVA | 675
9204 | Damoh | Damoh North | Patharia | PATHARIA | 11 KV Nandrai DL | Jamuniya Mal. | WOER WORK | 25 KVA | 677
9205 | Damoh | Damoh North | Patharia | PATHARIA | 11 KV Nandrai AG | Hathna Bansa | NANDRAI KANAI WALA | 100 KVA | 243
9206 | Damoh | Damoh North | Patharia | PATHARIA | 11 KV Nandrai AG | Hathna Bansa | NANDRAI JUUGE WALA | 63 KVA | 239
9207 | Damoh | Damoh North | Patharia | PATHARIA | 11 KV Nandrai AG | Hathna Bansa | SAJIYA -2 | 63 KVA | 223
9208 | Damoh | Damoh North | Patharia | PATHARIA | 11 KV Nandrai AG | Hathna Bansa | SAJIYA-1 | 200 KVA | 217
9209 | Damoh | Damoh North | Patharia | PATHARIA | 11 KV Nandrai AG | Hathna Bansa | MALEWALA | 100 KVA | 212
9210 | Damoh | Damoh North | Patharia | PATHARIA | 11 KV Nandrai AG | Bansa Kalan | WATER WORK | 63 KVA | 205
9211 | Damoh | Damoh North | Patharia | PATHARIA | 11 KV Nandrai AG | Bansa Kalan | NANDRAI BAGAI II | 100 KVA | 201
9212 | Damoh | Damoh North | Patharia | PATHARIA | 11 KV Nandrai AG | Nandrai | NANDRAI NAYAK II | 100 KVA | 196
9213 | Damoh | Damoh North | Patharia | PATHARIA | 11 KV Nandrai AG | Nandrai | NAYAK WALA | 100 KVA | 191
9214 | Damoh | Damoh North | Patharia | PATHARIA | 11 KV Nandrai AG | Nandrai | BATAN WALA | 100 KVA | 185
9215 | Damoh | Damoh North | Patharia | PATHARIA | 11 KV Nandrai AG | Borai | NANDRAI CHOPRA IIND | 100 KVA | 175
9216 | Damoh | Damoh North | Patharia | PATHARIA | 11 KV Nandrai AG | Borai | NANDRAI CHOPRA IIND | 63 KVA | 173
9217 | Damoh | Damoh North | Patharia | PATHARIA | 11 KV Nandrai AG | Borai | NANDRAI KAY GAJRANI SAHU WALA | 25 KVA | 161
9218 | Damoh | Damoh North | Patharia | PATHARIA | 11 KV Nandrai AG | Nandrai | NANDRAI KAY ACHHELAL SAHU | 25 KVA | 153
9219 | Damoh | Damoh North | Patharia | PATHARIA | 11 KV Nandrai AG | Nandrai | BINDELA III | 100 KVA | 149
9220 | Damoh | Damoh North | Patharia | PATHARIA | 11 KV Nandrai AG | Nandrai | BUNDLA-2 | 100 KVA | 140
9221 | Damoh | Damoh North | Patharia | PATHARIA | 11 KV Nandrai AG | Nandrai | NANDRAI KAY TULSI SAHU | 25 KVA | 136
9222 | Damoh | Damoh North | Patharia | PATHARIA | 11 KV Nandrai AG | Nandrai | PANCHAM | 100 KVA | 127
9223 | Damoh | Damoh North | Patharia | PATHARIA | 11 KV Nandrai AG | Borai | BUNDLA -1 | 25 KVA | 119
9224 | Damoh | Damoh North | Patharia | PATHARIA | 11 KV Nandrai AG | Borai | NANDRAI RAMNA III | 100 KVA | 111
9225 | Damoh | Damoh North | Patharia | PATHARIA | 11 KV Nandrai AG | Borai | NANDRAI KAY BHARAT MASAB | 25 KVA | 108
9226 | Damoh | Damoh North | Patharia | PATHARIA | 11 KV Nandrai AG | Borai | NANDRAI KAY CHENSINGH WALA II | 25 KVA | 107
9227 | Damoh | Damoh North | Patharia | PATHARIA | 11 KV Nandrai AG | Nandrai | NANDRAI KAY CHENSINGH WALA IST | 100 KVA | 98
9228 | Damoh | Damoh North | Patharia | PATHARIA | 11 KV Nandrai AG | Nandrai | RAMNA-2 | 100 KVA | 96
9229 | Damoh | Damoh North | Patharia | PATHARIA | 11 KV Nandrai AG | Nandrai | NANDRAI RAMNA III | 25 KVA | 94
9230 | Damoh | Damoh North | Patharia | PATHARIA | 11 KV Nandrai AG | Nandrai | RAMNA-1 | 25 KVA | 93
9231 | Damoh | Damoh North | Patharia | PATHARIA | 11 KV Nandrai AG | Nandrai | SHALA WALA BANSA | 100 KVA | 86
9232 | Damoh | Damoh North | Patharia | PATHARIA | 11 KV Nandrai AG | Nandrai | NANDRAI KAY LAKHAN / RATAN | 100 KVA | 82
9233 | Damoh | Damoh North | Patharia | PATHARIA | 11 KV Nandrai AG | Nandrai | PUTANIYA WALA NANDRAI | 100 KVA | 78
9234 | Damoh | Damoh North | Patharia | PATHARIA | 11 KV Nandrai AG | Nandrai | PANDA | 100 KVA | 68
9235 | Damoh | Damoh North | Patharia | PATHARIA | 11 KV Nandrai AG | Nandrai | BATAN WALA | 63 KVA | 67
9236 | Damoh | Damoh North | Patharia | PATHARIA | 11 KV Nandrai AG | Nandrai | SAJIYA-1 | 25 KVA | 61
9237 | Damoh | Damoh North | Patharia | PATHARIA | 11 KV Nandrai AG | Nandrai | PATHAK WALA BANSA | 25 KVA | 56
9238 | Damoh | Damoh North | Patharia | PATHARIA | 11 KV Nandrai AG | Ghogra | BATAN WALA | 25 KVA | 51
9239 | Damoh | Damoh North | Patharia | PATHARIA | 11 KV Nandrai AG | Bansa Kalan | NANDRAI SHIVRAJ | 100 KVA | 27
9240 | Damoh | Damoh North | Patharia | PATHARIA | 11 KV Nandrai AG | Bansa Kalan | NANDRAI HANUMAN MANDIR I | 25 KVA | 12
9241 | Damoh | Damoh North | Patharia | PATHARIA | 11 KV Nandrai AG | Hathna Bansa | NANDRAI SUNDAR NAGRI | 100 KVA | 251
9242 | Damoh | Damoh North | Patharia | PATHARIA | 11 KV Nandrai AG | Hathna Bansa | NANDRAI KAY PREM PATE | 25 KVA | 258
9243 | Damoh | Damoh North | Patharia | PATHARIA | 11 KV Nandrai AG | Bansa Kalan | NANDRAI HILGAN WALA | 63 KVA | 261
9244 | Damoh | Damoh North | Patharia | PATHARIA | 11 KV Nandrai AG | Bansa Kalan | NANDRAI BAGAI | 100 KVA | 262
9245 | Damoh | Damoh North | Patharia | PATHARIA | 11 KV Nandrai AG | Bansa Kalan | BHOTVYA | 100 KVA | 264
9246 | Damoh | Damoh North | Patharia | PATHARIA | 11 KV Nandrai AG | Ghogra | SHANKAR WARI | 100 KVA | 274
9247 | Damoh | Damoh North | Patharia | PATHARIA | 11 KV Nandrai AG | Bansa Kalan | GARHAKOTA ROAD | 100 KVA | 280
9248 | Damoh | Damoh North | Patharia | PATHARIA | 11 KV Nandrai AG | Bansa Kalan | NAHONOYA WALA IMALIYA | 100 KVA | 286
9249 | Damoh | Damoh North | Patharia | PATHARIA | 11 KV Nandrai AG | Bansa Kalan | BANSA LAMMA | 100 KVA | 291
9250 | Damoh | Damoh North | Patharia | PATHARIA | 11 KV Nandrai AG | Bansa Kalan | CHANDA WALA IMALIYA | 100 KVA | 292
9251 | Damoh | Damoh North | Patharia | PATHARIA | 11 KV Nandrai AG | Bansa Kalan | KAILASH WALA IMALIYA | 100 KVA | 295
9252 | Damoh | Damoh North | Pathariya Res | PATHARIA | 11 KV Keolari AG | Umraho | UMRAHO CHOPRA WALA | 100 KVA | 421
9253 | Damoh | Damoh North | Pathariya Res | PATHARIA | 11 KV Keolari AG | Umraho | UMRAHO OMKAR WALA | 25 KVA | 436
9254 | Damoh | Damoh North | Pathariya Res | PATHARIA | 11 KV Keolari AG | Umraho | UMRAHO BASTI WALA | 100 KVA | 451
9255 | Damoh | Damoh North | Pathariya Res | PATHARIA | 11 KV Keolari AG | Umraho | UMRAHO SIDD BABA | 100 KVA | 473
9256 | Damoh | Damoh North | Pathariya Res | PATHARIA | 11 KV Keolari AG | Jamuniya Mal. | JAMUNIYA BASTI WALA | 100 KVA | 492
9257 | Damoh | Damoh North | Pathariya Res | PATHARIA | 11 KV Keolari AG | Jamuniya Mal. | JAMUNIYA HAR WALA | 63 KVA | 496
9258 | Damoh | Damoh North | Pathariya Res | PATHARIA | 11 KV Keolari AG | Jamuniya Mal. | JAMUNIYA JAGAT SINGH WALA | 25 KVA | 498
9259 | Damoh | Damoh North | Pathariya Res | PATHARIA | 11 KV Keolari AG | Jamuniya Mal. | JAMUNIYA LEELA PATEL | 25 KVA | 509
9260 | Damoh | Damoh North | Pathariya Res | PATHARIA | 11 KV Keolari AG | Jamuniya Mal. | JAMUNIYA DUKHIRAM WALA | 25 KVA | 512
9261 | Damoh | Damoh North | Patharia | PATHARIA | 11 KV Bansa DL | Bansa Kalan | BANSA BADA BAGICHA | 25 KVA | 56
9262 | Damoh | Damoh North | Patharia | PATHARIA | 11 KV Bansa DL | Bansa Kalan | BANSA BADA BAGICHA | 25 KVA | 52
9263 | Damoh | Damoh North | Patharia | PATHARIA | 11 KV Bansa DL | Bansa Kalan | BANSA HORIWALA | 100 KVA | 51
9264 | Damoh | Damoh North | Patharia | PATHARIA | 11 KV Bansa DL | Bansa Kalan | BANSA RAMPRASAD IIND | 25 KVA | 49
9265 | Damoh | Damoh North | Patharia | PATHARIA | 11 KV Bansa DL | Bansa Kalan | BANSA RAMPRASAD IST | 63 KVA | 48
9266 | Damoh | Damoh North | Patharia | PATHARIA | 11 KV Bansa DL | Bansa Kalan | BANSA NEAR GOVT HOSPITAL | 25 KVA | 34
9267 | Damoh | Damoh North | Patharia | PATHARIA | 11 KV Bansa DL | Bansa Kalan | KHIRKA SCHOOL | 200 KVA | 30
9268 | Damoh | Damoh North | Patharia | PATHARIA | 11 KV Bansa DL | Bansa Kalan | BANSA BANKDA G BANSA | 25 KVA | 25
9269 | Damoh | Damoh North | Patharia | PATHARIA | 11 KV Bansa DL | Bansa Kalan | BANSA NALA WALA BANSA | 100 KVA | 23
9270 | Damoh | Damoh North | Patharia | PATHARIA | 11 KV Bansa DL | Bansa Kalan | BANSA AIRTEL | 25 KVA | 21
9271 | Damoh | Damoh North | Patharia | PATHARIA | 11 KV Bansa DL | Bansa Kalan | BANSA BASTI-II (FS) | 100 KVA | 19
9272 | Damoh | Damoh North | Patharia | PATHARIA | 11 KV Bansa DL | Bansa Kalan | BANSA TALAB | 100 KVA | 10
9273 | Damoh | Damoh North | Patharia | PATHARIA | 11 KV Bansa AG | Bansa Kalan | PATHAK WALA BANSA | 25 KVA | 13
9274 | Damoh | Damoh North | Patharia | PATHARIA | 11 KV Bansa AG | Bansa Kalan | LAMCHI WALA BANSA | 100 KVA | 25
9275 | Damoh | Damoh North | Patharia | PATHARIA | 11 KV Bansa AG | Bansa Kalan | PRAHLAD | 100 KVA | 32
9276 | Damoh | Damoh North | Patharia | PATHARIA | 11 KV Bansa AG | Bansa Kalan | PRAHLAD | 100 KVA | 35
9277 | Damoh | Damoh North | Patharia | PATHARIA | 11 KV Bansa AG | Bansa Kalan | SUKHA HAR | 100 KVA | 46
9278 | Damoh | Damoh North | Patharia | PATHARIA | 11 KV Bansa AG | Bansa Kalan | SATTI WALA | 100 KVA | 49
9279 | Damoh | Damoh North | Patharia | PATHARIA | 11 KV Bansa AG | Bansa Kalan | VEER WALA BANSA | 100 KVA | 57
9280 | Damoh | Damoh North | Patharia | PATHARIA | 11 KV Bansa AG | Bansa Kalan | PRABHU KARONDHAR | 100 KVA | 66
9281 | Damoh | Damoh North | Patharia | PATHARIA | 11 KV Bansa AG | Bansa Kalan | PRABHU KARONDHAR | 100 KVA | 73
9282 | Damoh | Damoh North | Patharia | PATHARIA | 11 KV Bansa AG | Bansa Kalan | BANSA DAU BABBA WALA | 63 KVA | 79
9283 | Damoh | Damoh North | Patharia | PATHARIA | 11 KV Bansa AG | Bansa Kalan | BANSA BANKA G | 25 KVA | 88
9284 | Damoh | Damoh North | Patharia | PATHARIA | 11 KV Bansa AG | Dhono | SHALA WALA BANSA | 63 KVA | 112
9285 | Damoh | Damoh North | Patharia | PATHARIA | 11 KV Bansa AG | Dhono | LAKHANPANDA WALA BANSA | 25 KVA | 120
9286 | Damoh | Damoh North | Patharia | PATHARIA | 11 KV Bansa AG | Dhono | JHADDU WALA BANSA | 25 KVA | 123
9287 | Damoh | Damoh North | Patharia | PATHARIA | 11 KV Bansa AG | Bansa Kalan | BASNA BAKRAM KMP | 63 KVA | 130
9288 | Damoh | Damoh North | Patharia | PATHARIA | 11 KV Pathariya T DL | Rajwans | FILTAR PLANT | 100 KVA | 214
9289 | Damoh | Damoh North | Patharia | PATHARIA | 11 KV Pathariya T DL | Rajwans | BADA TALAB DAMOH ROAD | 200 KVA | 204
9290 | Damoh | Damoh North | Patharia | PATHARIA | 11 KV Pathariya T DL | Rajwans | DAMOH ROAD | 200 KVA | 187
9291 | Damoh | Damoh North | Patharia | PATHARIA | 11 KV Pathariya T DL | Lakhroni | RAJWAS II | 200 KVA | 183
9292 | Damoh | Damoh North | Patharia | PATHARIA | 11 KV Pathariya T DL | Lakhroni | RAJWAS | 100 KVA | 180
9293 | Damoh | Damoh North | Patharia | PATHARIA | 11 KV Pathariya T DL | Lakhroni | JAGESHWAR WALA | 25 KVA | 175
9294 | Damoh | Damoh North | Patharia | PATHARIA | 11 KV Pathariya T DL | Lakhroni | PATHARIYA CHAPAR | 25 KVA | 169
9295 | Damoh | Damoh North | Patharia | PATHARIA | 11 KV Pathariya T DL | Mirjapur | BSNL TELEPHONE | 63 KVA | 155
9296 | Damoh | Damoh North | Patharia | PATHARIA | 11 KV Pathariya T DL | Mirjapur | DAAL MIL | 100 KVA | 137
9297 | Damoh | Damoh North | Patharia | PATHARIA | 11 KV Pathariya T DL | Mirjapur | KRISHI UPAJ MANDI | 100 KVA | 134
9298 | Damoh | Damoh North | Patharia | PATHARIA | 11 KV Pathariya T DL | Rajwans | THANA | 200 KVA | 128
9299 | Damoh | Damoh North | Patharia | PATHARIA | 11 KV Pathariya T DL | Rajwans | FUTTA TALAB | 200 KVA | 127
9301 | Damoh | Damoh North | Patharia | PATHARIA | 11 KV Pathariya T DL | Rajwans | THANA | 200 KVA | 113
9302 | Damoh | Damoh North | Patharia | PATHARIA | 11 KV Pathariya T DL | Rajwans | PATHARIA IDEA TOWER | 100 KVA | 111
9303 | Damoh | Damoh North | Patharia | PATHARIA | 11 KV Pathariya T DL | Rajwans | KERBNA TIGADDA | 200 KVA | 105
9304 | Damoh | Damoh North | Patharia | PATHARIA | 11 KV Pathariya T DL | Rajwans | REST HOUSE | 200 KVA | 102
9305 | Damoh | Damoh North | Patharia | PATHARIA | 11 KV Pathariya T DL | Rajwans | PATHARIYA STATE BANK | 200 KVA | 99
9306 | Damoh | Damoh North | Patharia | PATHARIA | 11 KV Pathariya T DL | Rajwans | SCHOOL GROUND | 200 KVA | 94
9307 | Damoh | Damoh North | Patharia | PATHARIA | 11 KV Pathariya T DL | Rajwans | YAGH SHALA II | 100 KVA | 86
9308 | Damoh | Damoh North | Patharia | PATHARIA | 11 KV Pathariya T DL | Rajwans | YAGH SHALA | 200 KVA | 77
9309 | Damoh | Damoh North | Patharia | PATHARIA | 11 KV Pathariya T DL | Rajwans | DAMOH ROAD | 200 KVA | 73
9310 | Damoh | Damoh North | Patharia | PATHARIA | 11 KV Pathariya T DL | Rajwans | BHARAT SHRIVASTAVA | 100 KVA | 69
9311 | Damoh | Damoh North | Patharia | PATHARIA | 11 KV Pathariya T DL | Rajwans | PATHARIA AIRTEL TOWER | 200 KVA | 67
9312 | Damoh | Damoh North | Patharia | PATHARIA | 11 KV Pathariya T DL | Rajwans | PATHARIA AIRTEL TOWER | 25 KVA | 65
9313 | Damoh | Damoh North | Patharia | PATHARIA | 11 KV Pathariya T DL | Rajwans | JANKI MANDAR | 100 KVA | 62
9314 | Damoh | Damoh North | Patharia | PATHARIA | 11 KV Pathariya T DL | Rajwans | BADA BAGECHA II | 100 KVA | 53
9315 | Damoh | Damoh North | Patharia | PATHARIA | 11 KV Pathariya T DL | Rajwans | BADA BAGECHA | 100 KVA | 48
9316 | Damoh | Damoh North | Patharia | PATHARIA | 11 KV Pathariya T DL | Rajwans | CHOURASYA II | 200 KVA | 41
9317 | Damoh | Damoh North | Patharia | PATHARIA | 11 KV Pathariya T DL | Rajwans | CHOURASYA | 100 KVA | 40
9318 | Damoh | Damoh North | Patharia | PATHARIA | 11 KV Pathariya T DL | Rajwans | GARHAKOTA MUKTIDHAM | 200 KVA | 27
9319 | Damoh | Damoh North | Patharia | PATHARIA | 11 KV Pathariya T DL | Rajwans | PATHARIYA RAJESH CHOUDHRY IIND | 100 KVA | 22
9320 | Damoh | Damoh North | Patharia | PATHARIA | 11 KV Pathariya T DL | Bansa Kalan | PATHARIYA RAJESH CHOUDHRY IIND | 100 KVA | 21
9321 | Damoh | Damoh North | Patharia | PATHARIA | 11 KV Pathariya T DL | Rajwans | PATHRIYA RAJESH CHOUDHRY | 100 KVA | 16
9322 | Damoh | Damoh North | Patharia | PATHARIA | 11 KV Pathariya T DL | Bansa Kalan | KISHOR GAIRJ | 25 KVA | 12
9323 | Damoh | Damoh North | Patharia | PATHARIA | 11 KV Pathariya T DL | Rajwans | VIRAGYODAY DHAAM | 100 KVA | 274
9324 | Damoh | Damoh North | Patharia | PATHARIA | 11 KV Pathariya T DL | Ghoghri Gulal | WATER WORK | 100 KVA | 291
9325 | Damoh | Damoh North | Patharia | PATHARIA | 11 KV Pathariya T DL | Rajwans | RAJESH SHUKLA | 100 KVA | 303
9326 | Damoh | Damoh North | Patharia | PATHARIA | 11 KV Pathariya T DL | Rajwans | RAJENSDAR SINGH | 100 KVA | 316
9327 | Damoh | Damoh North | Patharia | PATHARIA | 11 KV Pathariya T DL | Rajwans | PATHARIYA AALAPUR ROAD | 100 KVA | 318
9328 | Damoh | Damoh North | Patharia | PATHARIA | 11 KV Pathariya T DL | Rajwans | RAJESH SHUKLA | 100 KVA | 319
9329 | Damoh | Damoh North | Patharia | PATHARIA | 11 KV Pathariya T DL | Rajwans | BHATARIYA | 25 KVA | 324
9330 | Damoh | Damoh North | Pathariya Res | PATHARIA | 11 KV Sataua DL | Bansa Kalan | BANSA KALA JIO TOWER | 25 KVA | 1422
9331 | Damoh | Damoh North | Pathariya Res | PATHARIA | 11 KV Sataua DL | Alapur | AALAPUR BASTI WALA1 | 25 KVA | 1499
9332 | Damoh | Damoh North | Pathariya Res | PATHARIA | 11 KV Sataua DL | Alapur | AALAPUR BASTI WALA2 | 25 KVA | 1502
9333 | Damoh | Damoh North | Pathariya Res | PATHARIA | 11 KV Sataua DL | Alapur | KARIKHEDI BASTI WALA | 25 KVA | 1541
9334 | Damoh | Damoh North | Pathariya Res | PATHARIA | 11 KV Sataua DL | Kari Khedi | SHAHPUR HOSPITAL WALA | 25 KVA | 1580
9335 | Damoh | Damoh North | Pathariya Res | PATHARIA | 11 KV Sataua DL | Kari Khedi | SHAHPUR JIO TOWER | 25 KVA | 1586
9336 | Damoh | Damoh North | Pathariya Res | PATHARIA | 11 KV Sataua DL | Kari Khedi | SHAHPUR GHANSHYAM WALA | 25 KVA | 1589
9337 | Damoh | Damoh North | Pathariya Res | PATHARIA | 11 KV Sataua DL | Kari Khedi | SHAHPUR SARPANCH BASTI WALA | 25 KVA | 1591
9338 | Damoh | Damoh North | Pathariya Res | PATHARIA | 11 KV Sataua DL | Vijaypura | SATOUA SCHOOL WALA | 25 KVA | 1642
9339 | Damoh | Damoh North | Pathariya Res | PATHARIA | 11 KV Sataua DL | Vijaypura | SATOUA BRAJESH BASTI1 | 25 KVA | 1645
9340 | Damoh | Damoh North | Pathariya Res | PATHARIA | 11 KV Sataua DL | Vijaypura | SATOUA BRAJESH BASTI2 | 25 KVA | 1646
9341 | Damoh | Damoh North | Pathariya Res | PATHARIA | 11 KV Sataua DL | Vijaypura | SATOUA HARIJAN BASTI WALA | 25 KVA | 1651
9342 | Damoh | Damoh North | Pathariya Res | PATHARIA | 11 KV Sataua AG | Bansa Kalan | BANSA KALA MADHUSUDAN WALA | 25 KVA | 807
9343 | Damoh | Damoh North | Pathariya Res | PATHARIA | 11 KV Sataua AG | Bansa Kalan | BANSA VIJENDRA WALA | 25 KVA | 821
9344 | Damoh | Damoh North | Pathariya Res | PATHARIA | 11 KV Sataua AG | Bansa Kalan | BANSA GUDDU WALA | 25 KVA | 824
9345 | Damoh | Damoh North | Pathariya Res | PATHARIA | 11 KV Sataua AG | Rajwans | BANSA RUBI THAKUR WALA | 25 KVA | 827
9346 | Damoh | Damoh North | Pathariya Res | PATHARIA | 11 KV Sataua AG | Rajwans | BANSA SHIVDAYAL WALA | 25 KVA | 829
9347 | Damoh | Damoh North | Pathariya Res | PATHARIA | 11 KV Sataua AG | Rajwans | BANSA SURENDRA WALA | 25 KVA | 836
9348 | Damoh | Damoh North | Pathariya Res | PATHARIA | 11 KV Sataua AG | Rajwans | BANSA MAHENDRA WALA | 25 KVA | 839
9349 | Damoh | Damoh North | Pathariya Res | PATHARIA | 11 KV Sataua AG | Rajwans | BANSA SAHAB SINGH WALA | 25 KVA | 841
9350 | Damoh | Damoh North | Pathariya Res | PATHARIA | 11 KV Sataua AG | Rajwans | BANSA BHOLE WALA | 16 KVA | 846
9351 | Damoh | Damoh North | Pathariya Res | PATHARIA | 11 KV Sataua AG | Alapur | BANSA NEELESH WALA | 25 KVA | 852
9352 | Damoh | Damoh North | Pathariya Res | PATHARIA | 11 KV Sataua AG | Rajwans | BANSA SAHAB SINGH 2 | 25 KVA | 853
9353 | Damoh | Damoh North | Pathariya Res | PATHARIA | 11 KV Sataua AG | Alapur | BANSA BAHADUR WALA | 25 KVA | 861
9354 | Damoh | Damoh North | Pathariya Res | PATHARIA | 11 KV Sataua AG | Kari Khedi | BANSA JITTU WALA | 25 KVA | 868
9355 | Damoh | Damoh North | Pathariya Res | PATHARIA | 11 KV Sataua AG | Kari Khedi | BANSA GANESH THAKUR WALA | 25 KVA | 887
9356 | Damoh | Damoh North | Pathariya Res | PATHARIA | 11 KV Sataua AG | Bansa Kalan | BANSA ANIL MISHRA WALA | 25 KVA | 890
9357 | Damoh | Damoh North | Pathariya Res | PATHARIA | 11 KV Sataua AG | Kari Khedi | BANSA PUSHPENDRA WALA | 25 KVA | 891
9358 | Damoh | Damoh North | Pathariya Res | PATHARIA | 11 KV Sataua AG | Kari Khedi | BANSA SURE WALA | 25 KVA | 895
9359 | Damoh | Damoh North | Pathariya Res | PATHARIA | 11 KV Sataua AG | Alapur | BANSA SHRIKANT WALA | 100 KVA | 898
9360 | Damoh | Damoh North | Pathariya Res | PATHARIA | 11 KV Sataua AG | Kari Khedi | BANSA RAVINDRA WALA | 25 KVA | 906
9361 | Damoh | Damoh North | Pathariya Res | PATHARIA | 11 KV Sataua AG | Alapur | BANSA SONU WALA | 25 KVA | 918
9362 | Damoh | Damoh North | Pathariya Res | PATHARIA | 11 KV Sataua AG | Alapur | BANSA BANSHI WALA | 25 KVA | 922
9363 | Damoh | Damoh North | Pathariya Res | PATHARIA | 11 KV Sataua AG | Kari Khedi | AALAPUR NANDAN WALA | 25 KVA | 926
9364 | Damoh | Damoh North | Pathariya Res | PATHARIA | 11 KV Sataua AG | Alapur | ALAPUR BHURE WALA | 25 KVA | 928
9365 | Damoh | Damoh North | Pathariya Res | PATHARIA | 11 KV Sataua AG | Alapur | KARIKHEDI LAKHAN WALA | 25 KVA | 933
9366 | Damoh | Damoh North | Pathariya Res | PATHARIA | 11 KV Sataua AG | Alapur | KARIKHEDI DAMMA WALA | 25 KVA | 935
9367 | Damoh | Damoh North | Pathariya Res | PATHARIA | 11 KV Sataua AG | Alapur | AALAPUR MUNNA WALA | 25 KVA | 942
9368 | Damoh | Damoh North | Pathariya Res | PATHARIA | 11 KV Sataua AG | Alapur | AALAPUR PINTU WALA | 25 KVA | 958
9369 | Damoh | Damoh North | Pathariya Res | PATHARIA | 11 KV Sataua AG | Alapur | AALAPUR BHAISAB WALA | 25 KVA | 962
9370 | Damoh | Damoh North | Pathariya Res | PATHARIA | 11 KV Sataua AG | Alapur | AALAPUR GANNU WALA | 25 KVA | 971
9371 | Damoh | Damoh North | Pathariya Res | PATHARIA | 11 KV Sataua AG | Alapur | AALAPUR DALU WALA | 16 KVA | 978
9372 | Damoh | Damoh North | Pathariya Res | PATHARIA | 11 KV Sataua AG | Alapur | AALAPUR UTTAM WALA | 25 KVA | 982
9373 | Damoh | Damoh North | Pathariya Res | PATHARIA | 11 KV Sataua AG | Alapur | AALAPUR HARI WALA | 16 KVA | 988
9374 | Damoh | Damoh North | Pathariya Res | PATHARIA | 11 KV Sataua AG | Alapur | AALAPUR GOUND WALA | 25 KVA | 992
9375 | Damoh | Damoh North | Pathariya Res | PATHARIA | 11 KV Sataua AG | Alapur | AALAPUR PINTU WALA 2 | 25 KVA | 998
9376 | Damoh | Damoh North | Pathariya Res | PATHARIA | 11 KV Sataua AG | Alapur | AALAPUR BHAISAB WALA2 | 16 KVA | 1002
9377 | Damoh | Damoh North | Pathariya Res | PATHARIA | 11 KV Sataua AG | Alapur | AALAPUR BABA WALA | 25 KVA | 1011
9378 | Damoh | Damoh North | Pathariya Res | PATHARIA | 11 KV Sataua AG | Alapur | AALAPUR LAKHAN GADARIYA WALA | 25 KVA | 1015
9379 | Damoh | Damoh North | Pathariya Res | PATHARIA | 11 KV Sataua AG | Alapur | AALAPUR GOUND WALA3 | 25 KVA | 1018
9380 | Damoh | Damoh North | Pathariya Res | PATHARIA | 11 KV Sataua AG | Alapur | AALAPUR GOUND WALA2 | 25 KVA | 1023
9381 | Damoh | Damoh North | Pathariya Res | PATHARIA | 11 KV Sataua AG | Alapur | KARIKHEDI NARAYAN WALA | 25 KVA | 1033
9382 | Damoh | Damoh North | Pathariya Res | PATHARIA | 11 KV Sataua AG | Alapur | KARIKHEDI KAMLAPAT WALA | 100 KVA | 1036
9383 | Damoh | Damoh North | Pathariya Res | PATHARIA | 11 KV Sataua AG | Alapur | KARIKHEDI JAIN WALA | 25 KVA | 1041
9384 | Damoh | Damoh North | Pathariya Res | PATHARIA | 11 KV Sataua AG | Alapur | KARIKHEDI HALLE KURMI WALA | 25 KVA | 1047
9385 | Damoh | Damoh North | Pathariya Res | PATHARIA | 11 KV Sataua AG | Alapur | KARIKHEDI BALIRAM WALA | 25 KVA | 1051
9386 | Damoh | Damoh North | Pathariya Res | PATHARIA | 11 KV Sataua AG | Alapur | KARIKHEDI RUPPU WALA | 25 KVA | 1057
9387 | Damoh | Damoh North | Pathariya Res | PATHARIA | 11 KV Sataua AG | Kari Khedi | KARIKHEDI PYARELALA WALA | 25 KVA | 1066
9388 | Damoh | Damoh North | Pathariya Res | PATHARIA | 11 KV Sataua AG | Kari Khedi | BANSA BABU WALA 2 | 25 KVA | 1071
9389 | Damoh | Damoh North | Pathariya Res | PATHARIA | 11 KV Sataua AG | Kari Khedi | SHAHPUR SONAKIYA WALA | 25 KVA | 1074
9390 | Damoh | Damoh North | Pathariya Res | PATHARIA | 11 KV Sataua AG | Kari Khedi | SHAHPUR RAJESH WALA | 25 KVA | 1096
9391 | Damoh | Damoh North | Pathariya Res | PATHARIA | 11 KV Sataua AG | Kari Khedi | SHAHPUR AKASH WALA | 25 KVA | 1102
9392 | Damoh | Damoh North | Pathariya Res | PATHARIA | 11 KV Sataua AG | Kari Khedi | SHAHPUR BADAI WALA | 25 KVA | 1107
9393 | Damoh | Damoh North | Pathariya Res | PATHARIA | 11 KV Sataua AG | Kari Khedi | SHAHPUR RAJKUMAR WALA | 25 KVA | 1113
9394 | Damoh | Damoh North | Pathariya Res | PATHARIA | 11 KV Sataua AG | Kari Khedi | SHAHPUR GOLU WALA | 25 KVA | 1117
9395 | Damoh | Damoh North | Pathariya Res | PATHARIA | 11 KV Sataua AG | Kari Khedi | SHAHPUR MATHURA WALA | 25 KVA | 1118
9396 | Damoh | Damoh North | Pathariya Res | PATHARIA | 11 KV Sataua AG | Kari Khedi | SHAHPUR JAGE WALA | 25 KVA | 1119
9397 | Damoh | Damoh North | Pathariya Res | PATHARIA | 11 KV Sataua AG | Kari Khedi | SHAHPUR LAMBU WALA | 25 KVA | 1120
9398 | Damoh | Damoh North | Pathariya Res | PATHARIA | 11 KV Sataua AG | Kari Khedi | SHAHPUR KAMLI WALA | 25 KVA | 1123
9399 | Damoh | Damoh North | Pathariya Res | PATHARIA | 11 KV Sataua AG | Kari Khedi | SHAHPUR SUNIL WALA | 25 KVA | 1128
9401 | Damoh | Damoh North | Pathariya Res | PATHARIA | 11 KV Sataua AG | Kari Khedi | SHAHPUR DAMODAR WALA | 25 KVA | 1134
9402 | Damoh | Damoh North | Pathariya Res | PATHARIA | 11 KV Sataua AG | Kari Khedi | SHAHPUR ANUSUIYA WALA | 25 KVA | 1137
9403 | Damoh | Damoh North | Pathariya Res | PATHARIA | 11 KV Sataua AG | Kari Khedi | SHAHPUR RAMLAL WALA | 25 KVA | 1139
9404 | Damoh | Damoh North | Pathariya Res | PATHARIA | 11 KV Sataua AG | Kari Khedi | SHAHPUR ANIL MISHRA WALA | 25 KVA | 1141
9405 | Damoh | Damoh North | Pathariya Res | PATHARIA | 11 KV Sataua AG | Shahpur | SHAHPUR NIDHIKALA WALA | 25 KVA | 1147
9406 | Damoh | Damoh North | Pathariya Res | PATHARIA | 11 KV Sataua AG | Shahpur | SHAHPUR DEVLAL WALA | 25 KVA | 1153
9407 | Damoh | Damoh North | Pathariya Res | PATHARIA | 11 KV Sataua AG | Kari Khedi | SHAHPUR ANIL PATHAK WALA | 25 KVA | 1163
9408 | Damoh | Damoh North | Pathariya Res | PATHARIA | 11 KV Sataua AG | Shahpur | SHAHPUR RAMJI WALA | 25 KVA | 1170
9409 | Damoh | Damoh North | Pathariya Res | PATHARIA | 11 KV Sataua AG | Satouwa | SHAHPUR MANOHAR WALA | 25 KVA | 1173
9410 | Damoh | Damoh North | Pathariya Res | PATHARIA | 11 KV Sataua AG | Shahpur | SHAHPUR MONTU WALA | 25 KVA | 1175
9411 | Damoh | Damoh North | Pathariya Res | PATHARIA | 11 KV Sataua AG | Satouwa | SHAHPUR RADHE WALA | 25 KVA | 1180
9412 | Damoh | Damoh North | Pathariya Res | PATHARIA | 11 KV Sataua AG | Satouwa | SHAHPUR KASHIRAM WALA | 25 KVA | 1182
9413 | Damoh | Damoh North | Pathariya Res | PATHARIA | 11 KV Sataua AG | Kari Khedi | BANSA GAJJU WALA | 25 KVA | 1184
9414 | Damoh | Damoh North | Pathariya Res | PATHARIA | 11 KV Sataua AG | Kari Khedi | BANSA SUDAMA WALA | 25 KVA | 1187
9415 | Damoh | Damoh North | Pathariya Res | PATHARIA | 11 KV Sataua AG | Kari Khedi | BANSA RAMJI WALA | 25 KVA | 1198
9416 | Damoh | Damoh North | Pathariya Res | PATHARIA | 11 KV Sataua AG | Bansa Kalan | BANSA BHARAT WALA | 25 KVA | 1203
9417 | Damoh | Damoh North | Pathariya Res | PATHARIA | 11 KV Sataua AG | Kari Khedi | BANSA BHUPENDRA WALA | 25 KVA | 1207
9418 | Damoh | Damoh North | Pathariya Res | PATHARIA | 11 KV Sataua AG | Kari Khedi | BANSA SUDAMA SONI WALA | 25 KVA | 1209
9419 | Damoh | Damoh North | Pathariya Res | PATHARIA | 11 KV Sataua AG | Kari Khedi | BANSA DHARMENDRA WALA | 25 KVA | 1216
9420 | Damoh | Damoh North | Pathariya Res | PATHARIA | 11 KV Sataua AG | Kari Khedi | BANSA GOLU WALA | 25 KVA | 1218
9421 | Damoh | Damoh North | Pathariya Res | PATHARIA | 11 KV Sataua AG | Kari Khedi | BANSA AMIT PATHAK WALA | 25 KVA | 1220
9422 | Damoh | Damoh North | Pathariya Res | PATHARIA | 11 KV Sataua AG | Kari Khedi | BANSA BHURE WALA | 25 KVA | 1222
9423 | Damoh | Damoh North | Pathariya Res | PATHARIA | 11 KV Sataua AG | Kari Khedi | BANSA AHIRWAR WALA | 25 KVA | 1225
9424 | Damoh | Damoh North | Pathariya Res | PATHARIA | 11 KV Sataua AG | Kari Khedi | BANSA HILGAN WALA | 25 KVA | 1228
9425 | Damoh | Damoh North | Pathariya Res | PATHARIA | 11 KV Sataua AG | Bansa Kalan | BANSA BANKHANDAN MATA WALA | 25 KVA | 1245
9426 | Damoh | Damoh North | Pathariya Res | PATHARIA | 11 KV Sataua AG | Bansa Kalan | BANSA GOLU THAKUR WALA | 25 KVA | 1249
9427 | Damoh | Damoh North | Pathariya Res | PATHARIA | 11 KV Sataua AG | Bansa Kalan | BANSA NIRBHAY SINGH WALA | 25 KVA | 1256
9428 | Damoh | Damoh North | Pathariya Res | PATHARIA | 11 KV Sataua AG | Bansa Kalan | BANSA BALU SEN WALA | 25 KVA | 1258
9429 | Damoh | Damoh North | Pathariya Res | PATHARIA | 11 KV Sataua AG | Bansa Kalan | BANSA VIJAY WALA | 25 KVA | 1259
9430 | Damoh | Damoh North | Pathariya Res | PATHARIA | 11 KV Sataua AG | Bansa Kalan | BANSA VEERU MASAB WALA | 25 KVA | 1264
9431 | Damoh | Damoh North | Pathariya Res | PATHARIA | 11 KV Sataua AG | Bansa Kalan | BANSA NANHE MASAB WALA | 25 KVA | 1269
9432 | Damoh | Damoh North | Pathariya Res | PATHARIA | 11 KV Sataua AG | Bansa Kalan | BANSA ARVIND WALA | 25 KVA | 1270
9433 | Damoh | Damoh North | Pathariya Res | PATHARIA | 11 KV Sataua AG | Bansa Kalan | BANSA SURENDRA WALA 2 | 25 KVA | 1272
9434 | Damoh | Damoh North | Pathariya Res | PATHARIA | 11 KV Sataua AG | Bansa Kalan | BANSA DINESH WALA | 25 KVA | 1280
9435 | Damoh | Damoh North | Pathariya Res | PATHARIA | 11 KV Sataua AG | Bansa Kalan | BANSA NEELESH YADAV WALA | 25 KVA | 1290
9436 | Damoh | Damoh North | Pathariya Res | PATHARIA | 11 KV Sataua AG | Bansa Kalan | BANSA BHOLA PATEL WALA | 25 KVA | 1295
9437 | Damoh | Damoh North | Pathariya Res | PATHARIA | 11 KV Sataua AG | Bansa Kalan | BANSA LAXMAN WALA | 25 KVA | 1299
9438 | Damoh | Damoh North | Pathariya Res | PATHARIA | 11 KV Sataua AG | Bansa Kalan | BANSA SACHIV WALA | 25 KVA | 1305
9439 | Damoh | Damoh North | Pathariya Res | PATHARIA | 11 KV Sataua AG | Bansa Kalan | SATOUA RAJU LAMARDDAR WALA | 25 KVA | 1308
9440 | Damoh | Damoh North | Pathariya Res | PATHARIA | 11 KV Sataua AG | Bansa Kalan | SATOUA RAJIV MISHAN WALA | 25 KVA | 1312
9441 | Damoh | Damoh North | Pathariya Res | PATHARIA | 11 KV Sataua AG | Vijaypura | SATOUA BRAJESH WALA | 25 KVA | 1314
9442 | Damoh | Damoh North | Pathariya Res | PATHARIA | 11 KV Sataua AG | Vijaypura | SATOUA BANKHANDI WALA | 25 KVA | 1319
9443 | Damoh | Damoh North | Pathariya Res | PATHARIA | 11 KV Sataua AG | Vijaypura | SATOUA RAJENDRA SINGH WALA | 25 KVA | 1327
9444 | Damoh | Damoh North | Pathariya Res | PATHARIA | 11 KV Sataua AG | Vijaypura | SATOUA JITTU WALA | 25 KVA | 1339
9445 | Damoh | Damoh North | Pathariya Res | PATHARIA | 11 KV Sataua AG | Satouwa | SATOUA JUGRU WALA | 25 KVA | 1352
9446 | Damoh | Damoh North | Pathariya Res | PATHARIA | 11 KV Sataua AG | Vijaypura | SATOUA VINAY WALA | 25 KVA | 1358
9447 | Damoh | Damoh North | Pathariya Res | PATHARIA | 11 KV Sataua AG | Vijaypura | SATOUA STHAPAK WALA | 25 KVA | 1377
9448 | Damoh | Damoh North | Pathariya Res | PATHARIA | 11 KV Sataua AG | Kari Khedi | SATOUA RAJU GADARIYA WALA | 25 KVA | 1380
9449 | Damoh | Damoh North | Pathariya Res | PATHARIA | 11 KV Sataua AG | Kari Khedi | SATOUA SUNIL WALA | 25 KVA | 1383
9450 | Damoh | Damoh North | Pathariya Res | PATHARIA | 11 KV Sataua AG | Kari Khedi | SATOUA LAXMAN WALA | 25 KVA | 1387
9451 | Damoh | Damoh North | Pathariya Res | PATHARIA | 11 KV Sataua AG | Kari Khedi | SATOUA NANHEBHAI WALA | 25 KVA | 1390
9452 | Damoh | Damoh North | Pathariya Res | PATHARIA | 11 KV Sataua AG | Kari Khedi | SATOUA MAHENDRA WALA | 25 KVA | 1392
9453 | Damoh | Damoh North | Pathariya Res | PATHARIA | 11 KV Sataua AG | Bansa Kalan | BANSA BABU WALA | 25 KVA | 1395
9454 | Damoh | Damoh North | Pathariya Res | PATHARIA | 11 KV Sataua AG | Bansa Kalan | BANSA SATYAPAL WALA | 25 KVA | 1398
9455 | Damoh | Damoh North | Pathariya Res | PATHARIA | 11 KV Sataua AG | Bansa Kalan | BANSA HALLU WALA | 25 KVA | 1401
9456 | Damoh | Damoh North | Pathariya Res | PATHARIA | 11 KV Sataua AG | Bansa Kalan | BANSA TARUN WALA | 25 KVA | 1403
9457 | Damoh | Damoh North | Pathariya Res | PATHARIA | 11 KV Sataua AG | Bansa Kalan | BANSA NARAYAN WALA | 25 KVA | 1406
9458 | Damoh | Damoh North | Madiyado | RAJPURA | 11 KV Rajpura MIX | Dalpatpura | BASTI WALI GARRAVA | 25 KVA | 742
9459 | Damoh | Damoh North | Madiyado | RAJPURA | 11 KV Rajpura MIX | Dalpatpura | MTHURA WALI GARAVVA | 25 KVA | 740
9460 | Damoh | Damoh North | Madiyado | RAJPURA | 11 KV Rajpura MIX | Dalpatpura | SABHGYA WALI DALPATPURA | 25 KVA | 728
9461 | Damoh | Damoh North | Madiyado | RAJPURA | 11 KV Rajpura MIX | Dalpatpura | GOTA WALI DALPATPURA | 25 KVA | 717
9462 | Damoh | Damoh North | Madiyado | RAJPURA | 11 KV Rajpura MIX | Dalpatpura | SARPANCH WALI DALPATPURA | 63 KVA | 711
9463 | Damoh | Damoh North | Madiyado | RAJPURA | 11 KV Rajpura MIX | Dalpatpura | SCHOOL WALI DALPATPURA | 25 KVA | 707
9464 | Damoh | Damoh North | Madiyado | RAJPURA | 11 KV Rajpura MIX | Dalpatpura | KHITIYANI BASTI SAUBHGYA WALI | 25 KVA | 697
9465 | Damoh | Damoh North | Madiyado | RAJPURA | 11 KV Rajpura MIX | Dalpatpura | SHIV ADIWASHI KHUTIYANI WALA | 25 KVA | 695
9466 | Damoh | Damoh North | Madiyado | RAJPURA | 11 KV Rajpura MIX | Sunera | ANNU KE KHET WALI | 25 KVA | 681
9467 | Damoh | Damoh North | Madiyado | RAJPURA | 11 KV Rajpura MIX | Sunera | THANE TIKKADA WALA | 63 KVA | 677
9468 | Damoh | Damoh North | Madiyado | RAJPURA | 11 KV Rajpura MIX | Dalpatpura | RAMLA ADIVASHI WALA | 25 KVA | 673
9469 | Damoh | Damoh North | Madiyado | RAJPURA | 11 KV Rajpura MIX | Dalpatpura | LALITABAI WALA NIZI | 25 KVA | 661
9470 | Damoh | Damoh North | Madiyado | RAJPURA | 11 KV Rajpura MIX | Khutiyani | HARIDASH WALA | 25 KVA | 651
9471 | Damoh | Damoh North | Madiyado | RAJPURA | 11 KV Rajpura MIX | Khutiyani | MANOJ PATKAR DALPATPURA | 25 KVA | 646
9472 | Damoh | Damoh North | Madiyado | RAJPURA | 11 KV Rajpura MIX | Khutiyani | KHUTAINIRAIYYAT WALA | 25 KVA | 632
9473 | Damoh | Damoh North | Madiyado | RAJPURA | 11 KV Rajpura MIX | Khutiyani | RELIANCE JIO WALA KHUITIYANIRAIYYAT | 25 KVA | 605
9474 | Damoh | Damoh North | Madiyado | RAJPURA | 11 KV Rajpura MIX | Khutiyani | BSTI WALA HARDU TOLA | 25 KVA | 600
9475 | Damoh | Damoh North | Madiyado | RAJPURA | 11 KV Rajpura MIX | Khutiyani | PHE WALA HARDUTOLA | 25 KVA | 599
9476 | Damoh | Damoh North | Madiyado | RAJPURA | 11 KV Rajpura MIX | Khutiyani | GANGU WALA HARDUTOLA | 25 KVA | 593
9477 | Damoh | Damoh North | Madiyado | RAJPURA | 11 KV Rajpura MIX | Khutiyani | NANNA WALI HARDUTOLA | 25 KVA | 592
9478 | Damoh | Damoh North | Madiyado | RAJPURA | 11 KV Rajpura MIX | Shahpura Khurd | SHAHPURA KHURD | 25 KVA | 585
9479 | Damoh | Damoh North | Madiyado | RAJPURA | 11 KV Rajpura MIX | Borda | SAUBHGYA WALI BORDA | 25 KVA | 577
9480 | Damoh | Damoh North | Madiyado | RAJPURA | 11 KV Rajpura MIX | Borda | BORDA WALA | 25 KVA | 572
9481 | Damoh | Damoh North | Madiyado | RAJPURA | 11 KV Rajpura MIX | Khutiyani | HARDUTOLA WALA | 25 KVA | 558
9482 | Damoh | Damoh North | Madiyado | RAJPURA | 11 KV Rajpura MIX | Borda | JANGUPURA BASTI WALA | 25 KVA | 532
9483 | Damoh | Damoh North | Madiyado | RAJPURA | 11 KV Rajpura MIX | Jangupura | BURI KHURD BASTI WALA | 25 KVA | 520
9484 | Damoh | Damoh North | Madiyado | RAJPURA | 11 KV Rajpura MIX | Panaho | DHAJIYA SAUBHAGYA WALI | 25 KVA | 505
9485 | Damoh | Damoh North | Madiyado | RAJPURA | 11 KV Rajpura MIX | Semrapatti Ryt | BRIJESH WALA | 25 KVA | 495
9486 | Damoh | Damoh North | Madiyado | RAJPURA | 11 KV Rajpura MIX | Panaho | SOUBHGYA PATI WALA | 25 KVA | 493
9487 | Damoh | Damoh North | Madiyado | RAJPURA | 11 KV Rajpura MIX | Semrapatti Ryt | SEMRA BASTI WALA | 63 KVA | 478
9488 | Damoh | Damoh North | Madiyado | RAJPURA | 11 KV Rajpura MIX | Semrapatti Ryt | RELIANCE JIO WALA | 25 KVA | 465
9489 | Damoh | Damoh North | Madiyado | RAJPURA | 11 KV Rajpura MIX | Silapari | RELIANCE JIO WALA | 25 KVA | 460
9490 | Damoh | Damoh North | Madiyado | RAJPURA | 11 KV Rajpura MIX | Silapari | PHE WALA | 25 KVA | 454
9491 | Damoh | Damoh North | Madiyado | RAJPURA | 11 KV Rajpura MIX | Silapari | FULA WALA DTR | 63 KVA | 443
9492 | Damoh | Damoh North | Madiyado | RAJPURA | 11 KV Rajpura MIX | Silapari | SILAPARI NADI WALA | 25 KVA | 431
9493 | Damoh | Damoh North | Madiyado | RAJPURA | 11 KV Rajpura MIX | Sunera | SAUBHAGYA WALA | 25 KVA | 386
9494 | Damoh | Damoh North | Madiyado | RAJPURA | 11 KV Rajpura MIX | Sunera | NANNU SAHUWALA | 25 KVA | 368
9495 | Damoh | Damoh North | Madiyado | RAJPURA | 11 KV Rajpura MIX | Sunera | AMKHEDA BASTI WALA | 25 KVA | 365
9496 | Damoh | Damoh North | Madiyado | RAJPURA | 11 KV Rajpura MIX | Sunera | PHE WALA | 25 KVA | 359
9497 | Damoh | Damoh North | Madiyado | RAJPURA | 11 KV Rajpura MIX | Sunera | BAZAR WALA | 100 KVA | 354
9498 | Damoh | Damoh North | Madiyado | RAJPURA | 11 KV Rajpura MIX | Sunera | BALIKA CHHATRAWASH WALA | 25 KVA | 346
9499 | Damoh | Damoh North | Madiyado | RAJPURA | 11 KV Rajpura MIX | Chuna Sagoni | MANDIR WALI NAYA GARRAVA | 25 KVA | 762
9501 | Damoh | Damoh North | Madiyado | RAJPURA | 11 KV Rajpura MIX | NO VILLAGE FOUND | DTR NOT TAGGED | 25 KVA | 780
9502 | Damoh | Damoh North | Madiyado | RAJPURA | 11 KV Rajpura MIX | NO VILLAGE FOUND | DTR NOT TAGGED | 25 KVA | 782
9503 | Damoh | Damoh North | Madiyado | RAJPURA | 11 KV Rajpura MIX | NO VILLAGE FOUND | DTR NOT TAGGED | 25 KVA | 783
9504 | Damoh | Damoh North | Madiyado | RAJPURA | 11 KV Rajpura MIX | NO VILLAGE FOUND | DTR NOT TAGGED | 25 KVA | 784
9505 | Damoh | Damoh North | Madiyado | RAJPURA | 11 KV Rajpura MIX | NO VILLAGE FOUND | DTR NOT TAGGED | 25 KVA | 785
9506 | Damoh | Damoh North | Madiyado | RAJPURA | 11 KV Rajpura MIX | NO VILLAGE FOUND | DTR NOT TAGGED | 25 KVA | 788
9507 | Damoh | Damoh North | Madiyado | RAJPURA | 11 KV Rajpura MIX | NO VILLAGE FOUND | DTR NOT TAGGED | 100 KVA | 789
9508 | Damoh | Damoh North | Madiyado | RAJPURA | 11 KV Rajpura MIX | NO VILLAGE FOUND | DTR NOT TAGGED | 25 KVA | 790
9509 | Damoh | Damoh North | Madiyado | RAJPURA | 11 KV Rajpura MIX | NO VILLAGE FOUND | DTR NOT TAGGED | 25 KVA | 799
9510 | Damoh | Damoh North | Madiyado | RAJPURA | 11 KV Narayanpura MIX | Dhula | KAKRA SHYMAR SINGHI BASTI | 25 KVA | 1098
9511 | Damoh | Damoh North | Madiyado | RAJPURA | 11 KV Narayanpura MIX | NO VILLAGE FOUND | DTR NOT TAGGED | 25 KVA | 1035
9512 | Damoh | Damoh North | Madiyado | RAJPURA | 11 KV Narayanpura MIX | Garruwa | DHULA WALA | 25 KVA | 1026
9513 | Damoh | Damoh North | Madiyado | RAJPURA | 11 KV Narayanpura MIX | NO VILLAGE FOUND | DTR NOT TAGGED | 25 KVA | 1025
9514 | Damoh | Damoh North | Madiyado | RAJPURA | 11 KV Narayanpura MIX | Narayanpur | ADIVASHI MUHALLA NARAYANPURA | 25 KVA | 968
9515 | Damoh | Damoh North | Madiyado | RAJPURA | 11 KV Narayanpura MIX | Narayanpur | PHE NARAYANPURA WALA | 25 KVA | 958
9516 | Damoh | Damoh North | Madiyado | RAJPURA | 11 KV Narayanpura MIX | Narayanpur | MAIN BASTI WALA NARAYANPURA | 63 KVA | 944
9517 | Damoh | Damoh North | Madiyado | RAJPURA | 11 KV Narayanpura MIX | NO VILLAGE FOUND | DTR NOT TAGGED | 25 KVA | 941
9518 | Damoh | Damoh North | Madiyado | RAJPURA | 11 KV Narayanpura MIX | Narayanpur | SAUBHGYA WALA PANARI | 25 KVA | 914
9519 | Damoh | Damoh North | Madiyado | RAJPURA | 11 KV Narayanpura MIX | Semrapatti Mal | GAU SADAN NARAYANPURA | 25 KVA | 889
9520 | Damoh | Damoh North | Madiyado | RAJPURA | 11 KV Narayanpura MIX | Sunera | SAUBHGYA WALA PURANAKHEDA | 25 KVA | 862
9521 | Damoh | Damoh North | Madiyado | RAJPURA | 11 KV Narayanpura MIX | Damotipura | BASTI WALA DOGARPURA | 25 KVA | 849
9522 | Damoh | Damoh North | Madiyado | RAJPURA | 11 KV Narayanpura MIX | Semrapatti Mal | SHALA WALI PANARI | 25 KVA | 845
9523 | Damoh | Damoh North | Madiyado | RAJPURA | 11 KV Narayanpura MIX | Semrapatti Mal | BHUPAT WALI KISHANPURA | 25 KVA | 830
9524 | Damoh | Damoh North | Madiyado | RAJPURA | 11 KV Narayanpura MIX | Semrapatti Mal | KAMLA WALI DAMOTIPURA | 25 KVA | 827
9525 | Damoh | Damoh North | Madiyado | RAJPURA | 11 KV Narayanpura MIX | Semrapatti Ryt | SUNERA TALAB AG WALA | 63 KVA | 815
9526 | Damoh | Damoh North | Madiyado | RAJPURA | 11 KV Narayanpura MIX | Semrapatti Ryt | SUNERA BASTI WALA | 63 KVA | 798
9527 | Damoh | Damoh North | Madiyado | RAJPURA | 11 KV Narayanpura MIX | Sunera | KISHANPURA | 25 KVA | 783
9528 | Damoh | Damoh North | Madiyado | RAJPURA | 11 KV Narayanpura MIX | Banauli | DAULAT WALI BANOLI | 25 KVA | 1111
9529 | Damoh | Damoh North | Madiyado | RAJPURA | 11 KV Narayanpura MIX | NO VILLAGE FOUND | DTR NOT TAGGED | 25 KVA | 1113
9530 | Damoh | Damoh North | Madiyado | RAJPURA | 11 KV Narayanpura MIX | Banauli | SAUBGYA WALI BANOLI | 25 KVA | 1124
9531 | Damoh | Damoh North | Madiyado | RAJPURA | 11 KV Narayanpura MIX | NO VILLAGE FOUND | DTR NOT TAGGED | 25 KVA | 1126
9532 | Damoh | Damoh North | Madiyado | RAJPURA | 11 KV Narayanpura MIX | NO VILLAGE FOUND | DTR NOT TAGGED | 25 KVA | 1127
9533 | Damoh | Damoh North | Madiyado | RAJPURA | 11 KV Narayanpura MIX | NO VILLAGE FOUND | DTR NOT TAGGED | 25 KVA | 1132
9534 | Damoh | Damoh North | Madiyado | RAJPURA | 11 KV Narayanpura MIX | NO VILLAGE FOUND | DTR NOT TAGGED | 25 KVA | 1133
9535 | Damoh | Damoh North | Madiyado | RAJPURA | 11 KV Narayanpura MIX | NO VILLAGE FOUND | DTR NOT TAGGED | 63 KVA | 1146
9536 | Damoh | Damoh North | Madiyado | RAJPURA | 11 KV Narayanpura MIX | NO VILLAGE FOUND | DTR NOT TAGGED | 25 KVA | 1147
9537 | Damoh | Damoh North | Hinota | RANEH | 11 KV Bijwar DL | Imaliya Rawat | 25 KVA BASTI | 25 KVA | 886
9538 | Damoh | Damoh North | Hinota | RANEH | 11 KV Bijwar DL | Muhra | 25 KVA BASTY | 25 KVA | 854
9539 | Damoh | Damoh North | Hinota | RANEH | 11 KV Bijwar DL | Muhra | 63 KVA GAV KE PAS | 63 KVA | 851
9540 | Damoh | Damoh North | Hinota | RANEH | 11 KV Bijwar DL | Muhra | 25 KVA IMLIYA ROAD | 25 KVA | 848
9541 | Damoh | Damoh North | Hinota | RANEH | 11 KV Bijwar DL | Bandha | 63 KVA G P KE PAS BIJWAR | 63 KVA | 797
9542 | Damoh | Damoh North | Hinota | RANEH | 11 KV Bijwar DL | Bandha | 25 KVA CHAKKI WALA BIJWAR | 25 KVA | 794
9543 | Damoh | Damoh North | Hinota | RANEH | 11 KV Bijwar DL | Bandha | 25 KVA SCHOOL KE PAS BIJWAR | 25 KVA | 792
9544 | Damoh | Damoh North | Hinota | RANEH | 11 KV Bijwar DL | Bandha | 25 KVA HAR KE PAS BIJWAR | 25 KVA | 788
9545 | Damoh | Damoh North | Hinota | RANEH | 11 KV Bijwar DL | Rampura Hatta | 25 KVA SCHOOL K EPAS PIPARIYA DANG | 25 KVA | 784
9546 | Damoh | Damoh North | Hinota | RANEH | 11 KV Bijwar DL | Rampura Hatta | SCHOOL KE PAS PIPARIA DANG | 25 KVA | 779
9547 | Damoh | Damoh North | Hinota | RANEH | 11 KV Bijwar DL | Rampura Hatta | 25 KVA BHAISA ROD PIPARIYA DANG | 25 KVA | 777
9548 | Damoh | Damoh North | Hinota | RANEH | 11 KV Bijwar DL | Bijwar | 63 KVA JARONDA | 63 KVA | 728
9549 | Damoh | Damoh North | Hinota | RANEH | 11 KV Bijwar DL | Bandha | 25 KVA HARIJAN BIJWAR | 25 KVA | 670
9550 | Damoh | Damoh North | Hinota | RANEH | 11 KV Bijwar DL | Bandha | 25 KVA BIJWAR 2 | 25 KVA | 668
9551 | Damoh | Damoh North | Hinota | RANEH | 11 KV Bijwar DL | Bandha | 25 KVA HAR KE PAS BIJWAR | 25 KVA | 665
9552 | Damoh | Damoh North | Hinota | RANEH | 11 KV Bijwar DL | Bandha | 25 SCHOOL KE PAS BIJWAR | 25 KVA | 660
9553 | Damoh | Damoh North | Hinota | RANEH | 11 KV Bijwar DL | Dharampura Raneh | 25 KVA HINAUTI | 25 KVA | 627
9554 | Damoh | Damoh North | Hinota | RANEH | 11 KV Bijwar DL | Dharampura Raneh | 25 KVA BASTI RANEH | 25 KVA | 626
9555 | Damoh | Damoh North | Hinota | RANEH | 11 KV Bijwar DL | Kakra | 25 KVA DHARAMPURA TIGADDA | 25 KVA | 577
9556 | Damoh | Damoh North | Hinota | RANEH | 11 KV Bijwar DL | Imaliya Rawat | 25 KVA BANDHA HARIJAN | 25 KVA | 907
9557 | Damoh | Damoh North | Hinota | RANEH | 11 KV Bijwar DL | Imaliya Rawat | 25 KVA TOWER BANDHA | 25 KVA | 916
9558 | Damoh | Damoh North | Hinota | RANEH | 11 KV Bijwar DL | Imaliya Rawat | 25 KVA SCHOOL KE PAS BANDHA | 25 KVA | 917
9559 | Damoh | Damoh North | Hinota | RANEH | 11 KV Bijwar DL | Imaliya Rawat | 25 KVA ANGANVADI KE PAS BANDHA | 25 KVA | 919
9560 | Damoh | Damoh North | Hinota | RANEH | 11 KV Bijwar DL | Mahuwa Kheda | 25 KVA LAXMI KJEDA MUHRA | 25 KVA | 927
9561 | Damoh | Damoh North | Hinota | RANEH | 11 KV Bijwar DL | Mahuwa Kheda | 25 KVA BASTI MUHRA | 25 KVA | 928
9562 | Damoh | Damoh North | Hinota | RANEH | 11 KV Bijwar DL | Lohar Band | 25 KVA KAKRA | 25 KVA | 940
9563 | Damoh | Damoh North | Hinota | RANEH | 11 KV Raneh DL | Raneh | 25 KVA DHARAAMPURA ROAD RANEH | 25 KVA | 184
9564 | Damoh | Damoh North | Hinota | RANEH | 11 KV Raneh DL | Rampura Hatta | 25 KVA PIPARIYA ROAD RAMPURA | 25 KVA | 181
9565 | Damoh | Damoh North | Hinota | RANEH | 11 KV Raneh DL | Rampura Hatta | 63 KVA TIWARI WALA RAMPURA | 63 KVA | 179
9566 | Damoh | Damoh North | Hinota | RANEH | 11 KV Raneh DL | Raneh | 63 KVA ROAD KE BAJU ME RANEH | 63 KVA | 233
9567 | Damoh | Damoh North | Hinota | RANEH | 11 KV Raneh DL | Raneh | 25 KVA TAPRA RANEH | 25 KVA | 227
9568 | Damoh | Damoh North | Hinota | RANEH | 11 KV Raneh DL | Raneh | 63 KVA TALAB KE AAGE RANEH | 63 KVA | 222
9569 | Damoh | Damoh North | Hinota | RANEH | 11 KV Raneh DL | Rampura Hatta | 25 KVA TALAB KE PAS RAMPURA | 25 KVA | 160
9570 | Damoh | Damoh North | Hinota | RANEH | 11 KV Raneh DL | Rampura Hatta | 100 KVA BASTI RAMPURA | 100 KVA | 156
9571 | Damoh | Damoh North | Hinota | RANEH | 11 KV Raneh DL | Rampura Hatta | 25 KVA RAMPURA TAGAR RAMPURA | 25 KVA | 152
9572 | Damoh | Damoh North | Hinota | RANEH | 11 KV Raneh DL | Dharampura Raneh | 25 KVA DHARAMPURA | 25 KVA | 148
9573 | Damoh | Damoh North | Hinota | RANEH | 11 KV Raneh DL | Dharampura Raneh | 63 KVA DHARAMPURA | 63 KVA | 144
9574 | Damoh | Damoh North | Hinota | RANEH | 11 KV Raneh DL | Raneh | 63 KVA PATERA TIGDDA RANEH | 63 KVA | 117
9575 | Damoh | Damoh North | Hinota | RANEH | 11 KV Raneh DL | Raneh | 25 KVA MOTI KI DUKAN PAS RANEH | 25 KVA | 110
9576 | Damoh | Damoh North | Hinota | RANEH | 11 KV Raneh DL | Raneh | 25 KVA HARIJAN GADUA RANEH | 25 KVA | 107
9577 | Damoh | Damoh North | Hinota | RANEH | 11 KV Raneh DL | Raneh | 100 KVA HOSPITAL PAS RANEH | 100 KVA | 100
9578 | Damoh | Damoh North | Hinota | RANEH | 11 KV Raneh DL | Raneh | 100KVA SHRIKANT TIWARI GHAR KE PAS RANEH | 100 KVA | 98
9579 | Damoh | Damoh North | Hinota | RANEH | 11 KV Raneh DL | Raneh | 25 KVA JIO TOWER RANEH | 25 KVA | 96
9580 | Damoh | Damoh North | Hinota | RANEH | 11 KV Raneh DL | Raneh | 25 KVA SHIV MANDIR GADUA RANEH | 25 KVA | 92
9581 | Damoh | Damoh North | Hinota | RANEH | 11 KV Raneh DL | Raneh | 100KVA GADUA TALAB RANEH | 100 KVA | 88
9582 | Damoh | Damoh North | Hinota | RANEH | 11 KV Raneh DL | Raneh | 100 KVA CHANDI TOLA RANEH | 100 KVA | 77
9583 | Damoh | Damoh North | Hinota | RANEH | 11 KV Raneh DL | Raneh | 25 KVA BASOR MUHALLA RANEH | 25 KVA | 75
9584 | Damoh | Damoh North | Hinota | RANEH | 11 KV Raneh DL | Raneh | 25 KVA TENT WALA KE PAS RANEH | 25 KVA | 70
9585 | Damoh | Damoh North | Hinota | RANEH | 11 KV Raneh DL | Raneh | 25 KVA DHANUSHDHARI RANEH | 25 KVA | 65
9586 | Damoh | Damoh North | Hinota | RANEH | 11 KV Raneh DL | Raneh | 25 KVA KACHORA RANEH | 25 KVA | 61
9587 | Damoh | Damoh North | Hinota | RANEH | 11 KV Raneh DL | Raneh | 25 KVA ATEEK MASAB KE PAS RANEH | 25 KVA | 47
9588 | Damoh | Damoh North | Hinota | RANEH | 11 KV Raneh DL | Raneh | 25 KVA KUSHMYA MUHALLA RANEH | 25 KVA | 46
9589 | Damoh | Damoh North | Hinota | RANEH | 11 KV Raneh DL | Raneh | 63 KVA SHIV MANDIR KE PAS RANEH | 63 KVA | 44
9590 | Damoh | Damoh North | Hinota | RANEH | 11 KV Raneh DL | Raneh | 100 KVA SAGRA TALAB RANEH | 100 KVA | 38
9591 | Damoh | Damoh North | Hinota | RANEH | 11 KV Raneh DL | Raneh | 25 KVA OMPRAKASH KE GHAR KE SAMNE RANEH | 25 KVA | 31
9592 | Damoh | Damoh North | Hinota | RANEH | 11 KV Raneh DL | Raneh | 25 KVA GADUATOLA RANEH | 25 KVA | 30
9593 | Damoh | Damoh North | Hinota | RANEH | 11 KV Raneh DL | Raneh | 63 KVA HANUMAN MANDIR KE SAMNE RANEH | 63 KVA | 24
9594 | Damoh | Damoh North | Hinota | RANEH | 11 KV Raneh DL | Raneh | 25 KVA KIYOSK BANK KE PAS RANEH | 25 KVA | 21
9595 | Damoh | Damoh North | Hinota | RANEH | 11 KV Raneh DL | Raneh | 25 KVA BSNL TOWER RANEH | 25 KVA | 16
9596 | Damoh | Damoh North | Hinota | RANEH | 11 KV Raneh DL | Raneh | 63 KVA THANA ROAD RANEH | 63 KVA | 11
9597 | Damoh | Damoh North | Hinota | RANEH | 11 KV Raneh DL | Raneh | 25KVA AIRTEL TOWER RANEH | 25 KVA | 4
9598 | Damoh | Damoh North | Hinota | RANEH | 11 KV Bijwar AG | Imaliya Rawat | 63 KVA SARAF IMLIYA | 63 KVA | 360
9599 | Damoh | Damoh North | Hinota | RANEH | 11 KV Bijwar AG | Imaliya Rawat | 100 KVA IMLIYA RAWAT | 100 KVA | 355
9601 | Damoh | Damoh North | Hinota | RANEH | 11 KV Bijwar AG | Bandha | 25 KVA SAMSHAN GHAT BANDHA | 25 KVA | 305
9602 | Damoh | Damoh North | Hinota | RANEH | 11 KV Bijwar AG | Bandha | 100 KVA BASTI BANDHA | 100 KVA | 304
9603 | Damoh | Damoh North | Hinota | RANEH | 11 KV Bijwar AG | Muhra | 25 KVA HAR MUHRA | 25 KVA | 398
9604 | Damoh | Damoh North | Hinota | RANEH | 11 KV Bijwar AG | Muhra | 25 KVA HARIJAN MUHRA | 25 KVA | 391
9605 | Damoh | Damoh North | Hinota | RANEH | 11 KV Bijwar AG | Muhra | 25 KVA RAMCHAND MUHRA | 25 KVA | 377
9606 | Damoh | Damoh North | Hinota | RANEH | 11 KV Bijwar AG | Imaliya Rawat | 100 KVA SCHOOL KE PEECHE IMLIYA RAWAT | 100 KVA | 373
9607 | Damoh | Damoh North | Hinota | RANEH | 11 KV Bijwar AG | Imaliya Rawat | 25 KVA CHODHRY IMLIYA RAWAT | 25 KVA | 369
9608 | Damoh | Damoh North | Hinota | RANEH | 11 KV Bijwar AG | Rampura Hatta | 25 KVA HAAR WALA RAMPURA | 25 KVA | 273
9609 | Damoh | Damoh North | Hinota | RANEH | 11 KV Bijwar AG | Rampura Hatta | 25 KVA RAMPURA ROD | 25 KVA | 270
9610 | Damoh | Damoh North | Hinota | RANEH | 11 KV Bijwar AG | Bijwar | 25 KVA RADHIKA BIJWAR | 25 KVA | 252
9611 | Damoh | Damoh North | Hinota | RANEH | 11 KV Bijwar AG | Bijwar | 25 KVA ARUN WALA BIJWAR | 25 KVA | 247
9612 | Damoh | Damoh North | Hinota | RANEH | 11 KV Bijwar AG | Bijwar | 25 KVA SUDAMA BIJWAR | 25 KVA | 238
9613 | Damoh | Damoh North | Hinota | RANEH | 11 KV Bijwar AG | Bijwar | 63 KVA MASAB WALA BIJWAR | 63 KVA | 234
9614 | Damoh | Damoh North | Hinota | RANEH | 11 KV Bijwar AG | Bijwar | 25 KVA ANANT SINGH BIJWAR | 25 KVA | 233
9615 | Damoh | Damoh North | Hinota | RANEH | 11 KV Bijwar AG | Bijwar | 25 KVA PATEL 2 BIJWAR | 25 KVA | 228
9616 | Damoh | Damoh North | Hinota | RANEH | 11 KV Bijwar AG | Bijwar | 25 KVA PATEL HAAR 1 BIJWAR | 25 KVA | 227
9617 | Damoh | Damoh North | Hinota | RANEH | 11 KV Bijwar AG | Pipariya Raneh | 25 KVA HAKKU WALA PIPARIYA | 25 KVA | 216
9618 | Damoh | Damoh North | Hinota | RANEH | 11 KV Bijwar AG | Pipariya Raneh | 25 KVA RAM DAS KAY DANG PIPARIYA | 25 KVA | 207
9619 | Damoh | Damoh North | Hinota | RANEH | 11 KV Bijwar AG | Pipariya Raneh | 100 KVA GAV KE BAHAR DANG PIPARIYA | 100 KVA | 197
9620 | Damoh | Damoh North | Hinota | RANEH | 11 KV Bijwar AG | Jaronda | 100 KVA JARONDA HAAR WALA | 100 KVA | 180
9621 | Damoh | Damoh North | Hinota | RANEH | 11 KV Bijwar AG | Jaronda | 25 KVA RAJESH DIXIT KAY JARONDA | 25 KVA | 178
9622 | Damoh | Damoh North | Hinota | RANEH | 11 KV Bijwar AG | Jaronda | 25 KVA SATYA SINGH KAY JARONDA | 25 KVA | 166
9623 | Damoh | Damoh North | Hinota | RANEH | 11 KV Bijwar AG | Jaronda | 63 KVA BASTI KE PAS JARONDA | 63 KVA | 151
9624 | Damoh | Damoh North | Hinota | RANEH | 11 KV Bijwar AG | Bijwar | 100 KVA NALA KE PAS BIJWAR | 100 KVA | 131
9625 | Damoh | Damoh North | Hinota | RANEH | 11 KV Bijwar AG | Hinauti Raneh | 25 KVA HAR HINOTI | 25 KVA | 123
9626 | Damoh | Damoh North | Hinota | RANEH | 11 KV Bijwar AG | Hinauti Raneh | 25 KVA BASTI HINOTI | 25 KVA | 122
9627 | Damoh | Damoh North | Hinota | RANEH | 11 KV Bijwar AG | Imaliya Rawat | 25 KVA HAR MLIYA | 25 KVA | 119
9628 | Damoh | Damoh North | Hinota | RANEH | 11 KV Bijwar AG | Bijwar | 25 KVA HEERA HAR BIJWAR | 25 KVA | 114
9629 | Damoh | Damoh North | Hinota | RANEH | 11 KV Bijwar AG | Bijwar | 63 KVA RANDHAN HAAR BIJWAR | 63 KVA | 107
9630 | Damoh | Damoh North | Hinota | RANEH | 11 KV Bijwar AG | Bijwar | 25 KVA RAJU SINGH BIJWAR | 25 KVA | 95
9631 | Damoh | Damoh North | Hinota | RANEH | 11 KV Bijwar AG | Bijwar | 25 KVA SARPANCH WALA BIJWAR | 25 KVA | 93
9632 | Damoh | Damoh North | Hinota | RANEH | 11 KV Bijwar AG | Bijwar | 63 KVA BANDHNA HAAR BIJWAR | 63 KVA | 81
9633 | Damoh | Damoh North | Hinota | RANEH | 11 KV Bijwar AG | Bijwar | 25 KVA RAMCHARAN BIJWAR | 25 KVA | 76
9634 | Damoh | Damoh North | Hinota | RANEH | 11 KV Bijwar AG | Bijwar | 63 KVA SAHAB BIJWAR | 63 KVA | 72
9635 | Damoh | Damoh North | Hinota | RANEH | 11 KV Bijwar AG | Hinauti Raneh | 100 KVA BARGAD PAS HINOTI | 100 KVA | 67
9636 | Damoh | Damoh North | Hinota | RANEH | 11 KV Bijwar AG | Raneh | 25 KVA SCHOOL KE PAS RANEH | 25 KVA | 14
9637 | Damoh | Damoh North | Hatta Res | RANEH | 11 KV Bori AG | Kuwakheda Baji | RAGHUVAR WALA | 63 KVA | 562
9638 | Damoh | Damoh North | Hatta Res | RANEH | 11 KV Bori AG | Kuwakheda Baji | MATA WALI | 25 KVA | 517
9639 | Damoh | Damoh North | Hatta Res | RANEH | 11 KV Bori AG | Kuwakheda Baji | SCHOOL WALA | 25 KVA | 513
9640 | Damoh | Damoh North | Hatta Res | RANEH | 11 KV Bori AG | Kuwakheda Baji | TALAB WALA | 25 KVA | 510
9641 | Damoh | Damoh North | Hatta Res | RANEH | 11 KV Bori AG | Kuwakheda Baji | DURGA BASOR | 25 KVA | 506
9642 | Damoh | Damoh North | Hatta Res | RANEH | 11 KV Bori AG | Chhewla Gangaram | AUTO WALA | 100 KVA | 496
9643 | Damoh | Damoh North | Hatta Res | RANEH | 11 KV Bori AG | Bori Khurd | CHHEWALA GANGA RAM HAR | 63 KVA | 450
9644 | Damoh | Damoh North | Hatta Res | RANEH | 11 KV Bori AG | Khalsa (Khejra) | TAMRAKAR WALA | 25 KVA | 432
9645 | Damoh | Damoh North | Hatta Res | RANEH | 11 KV Bori AG | Manpura | BHAI JAN | 25 KVA | 429
9646 | Damoh | Damoh North | Hatta Res | RANEH | 11 KV Bori AG | Manpura | THAKUR WALA | 25 KVA | 426
9647 | Damoh | Damoh North | Hatta Res | RANEH | 11 KV Bori AG | Manpura | ASATI WALA | 25 KVA | 422
9648 | Damoh | Damoh North | Hatta Res | RANEH | 11 KV Bori AG | Manpura | TAMRAKAR WALA | 25 KVA | 418
9649 | Damoh | Damoh North | Hatta Res | RANEH | 11 KV Bori AG | Khalsa (Khejra) | NETA WALA | 63 KVA | 405
9650 | Damoh | Damoh North | Hatta Res | RANEH | 11 KV Bori AG | Banjari | PARVATI BASTI | 63 KVA | 398
9651 | Damoh | Damoh North | Hatta Res | RANEH | 11 KV Bori AG | Khalsa (Khejra) | PARVATI BASTI | 25 KVA | 392
9652 | Damoh | Damoh North | Hatta Res | RANEH | 11 KV Bori AG | Khalsa (Khejra) | KACHHI PATEL | 100 KVA | 388
9653 | Damoh | Damoh North | Hatta Res | RANEH | 11 KV Bori AG | Khalsa (Khejra) | KHAIJAREA KHALSA | 25 KVA | 384
9654 | Damoh | Damoh North | Hatta Res | RANEH | 11 KV Bori AG | Chhewla Gangaram | TANTWAY WALA | 25 KVA | 357
9655 | Damoh | Damoh North | Hatta Res | RANEH | 11 KV Bori AG | Chhewla Bhagirath | YADAV KI TAPARIYA | 100 KVA | 336
9656 | Damoh | Damoh North | Hatta Res | RANEH | 11 KV Bori AG | Chhewla Bhagirath | SAPREY KE KHET KE SAMNE 63 | 63 KVA | 305
9657 | Damoh | Damoh North | Hatta Res | RANEH | 11 KV Bori AG | Jhamar Pande | SIYA RANI PATEL | 25 KVA | 277
9658 | Damoh | Damoh North | Hatta Res | RANEH | 11 KV Bori AG | Jhamar Pande | VRINDA VAN PATEL | 25 KVA | 271
9659 | Damoh | Damoh North | Hatta Res | RANEH | 11 KV Bori AG | Deori Choudhari | PANKAJ SILAT | 25 KVA | 262
9660 | Damoh | Damoh North | Hatta Res | RANEH | 11 KV Bori AG | Bhidari | DEVI DEEN PATEL | 25 KVA | 249
9661 | Damoh | Damoh North | Hatta Res | RANEH | 11 KV Bori AG | Deori Choudhari | KHER MATA | 100 KVA | 246
9662 | Damoh | Damoh North | Hatta Res | RANEH | 11 KV Bori AG | Bhidari | MAIN ROAD GHAMAR PAMDEY | 100 KVA | 215
9663 | Damoh | Damoh North | Hatta Res | RANEH | 11 KV Bori AG | NO VILLAGE FOUND | DTR NOT TAGGED | 25 KVA | 209
9664 | Damoh | Damoh North | Hatta Res | RANEH | 11 KV Bori AG | NO VILLAGE FOUND | DTR NOT TAGGED | 25 KVA | 208
9665 | Damoh | Damoh North | Hatta Res | RANEH | 11 KV Bori AG | Jhamar Pande | DAYARAM PATEL | 100 KVA | 207
9666 | Damoh | Damoh North | Hatta Res | RANEH | 11 KV Bori AG | NO VILLAGE FOUND | DTR NOT TAGGED | 25 KVA | 205
9667 | Damoh | Damoh North | Hatta Res | RANEH | 11 KV Bori AG | NO VILLAGE FOUND | DTR NOT TAGGED | 25 KVA | 203
9668 | Damoh | Damoh North | Hatta Res | RANEH | 11 KV Bori AG | NO VILLAGE FOUND | DTR NOT TAGGED | 25 KVA | 199
9669 | Damoh | Damoh North | Hatta Res | RANEH | 11 KV Bori AG | Kunwarpur Hatta | HEMANT PATEL | 25 KVA | 196
9670 | Damoh | Damoh North | Hatta Res | RANEH | 11 KV Bori AG | NO VILLAGE FOUND | DTR NOT TAGGED | 25 KVA | 192
9671 | Damoh | Damoh North | Hatta Res | RANEH | 11 KV Bori AG | NO VILLAGE FOUND | DTR NOT TAGGED | 25 KVA | 190
9672 | Damoh | Damoh North | Hatta Res | RANEH | 11 KV Bori AG | NO VILLAGE FOUND | DTR NOT TAGGED | 25 KVA | 185
9673 | Damoh | Damoh North | Hatta Res | RANEH | 11 KV Bori AG | Bhidari | PHE PUMP KE PASS | 25 KVA | 184
9674 | Damoh | Damoh North | Hatta Res | RANEH | 11 KV Bori AG | Bhidari | ROOP NARAYAN | 25 KVA | 178
9675 | Damoh | Damoh North | Hatta Res | RANEH | 11 KV Bori AG | Bhidari | RATI RAM PATEL | 25 KVA | 175
9676 | Damoh | Damoh North | Hatta Res | RANEH | 11 KV Bori AG | Kunwarpur Hatta | BAL KISHAN BAN WALI | 25 KVA | 168
9677 | Damoh | Damoh North | Hatta Res | RANEH | 11 KV Bori AG | NO VILLAGE FOUND | DTR NOT TAGGED | 25 KVA | 164
9678 | Damoh | Damoh North | Hatta Res | RANEH | 11 KV Bori AG | NO VILLAGE FOUND | DTR NOT TAGGED | 25 KVA | 163
9679 | Damoh | Damoh North | Hatta Res | RANEH | 11 KV Bori AG | Kunwarpur Hatta | OMKAR PATEL | 25 KVA | 162
9680 | Damoh | Damoh North | Hatta Res | RANEH | 11 KV Bori AG | Rasilpur | RAKESH PATEL | 25 KVA | 155
9681 | Damoh | Damoh North | Hatta Res | RANEH | 11 KV Bori AG | Rasilpur | PARSHOTTAM PATEL | 25 KVA | 152
9682 | Damoh | Damoh North | Hatta Res | RANEH | 11 KV Bori AG | Rasilpur | BALAK DAS | 25 KVA | 145
9683 | Damoh | Damoh North | Hatta Res | RANEH | 11 KV Bori AG | Rasilpur | BALCHAND VISHWAKARMA | 25 KVA | 140
9684 | Damoh | Damoh North | Hatta Res | RANEH | 11 KV Bori AG | Rasilpur | AVDH BIHARI SAHU | 25 KVA | 134
9685 | Damoh | Damoh North | Hatta Res | RANEH | 11 KV Bori AG | Rasilpur | SHREE RAM MISHRA | 25 KVA | 127
9686 | Damoh | Damoh North | Hatta Res | RANEH | 11 KV Bori AG | Rasilpur | MIYA KUWARPUR | 25 KVA | 124
9687 | Damoh | Damoh North | Hatta Res | RANEH | 11 KV Bori AG | Rasilpur | VISHRAM | 25 KVA | 118
9688 | Damoh | Damoh North | Hatta Res | RANEH | 11 KV Bori AG | NO VILLAGE FOUND | DTR NOT TAGGED | 25 KVA | 117
9689 | Damoh | Damoh North | Hatta Res | RANEH | 11 KV Bori AG | Bhidari | GHANSHYAM MISHRA | 25 KVA | 113
9690 | Damoh | Damoh North | Hatta Res | RANEH | 11 KV Bori AG | NO VILLAGE FOUND | DTR NOT TAGGED | 25 KVA | 112
9691 | Damoh | Damoh North | Hatta Res | RANEH | 11 KV Bori AG | Rasilpur | OMKAR PATEL VEDRAM | 25 KVA | 109
9692 | Damoh | Damoh North | Hatta Res | RANEH | 11 KV Bori AG | Rasilpur | ASHOK | 25 KVA | 102
9693 | Damoh | Damoh North | Hatta Res | RANEH | 11 KV Bori AG | Bhidari | LOK RAM | 25 KVA | 98
9694 | Damoh | Damoh North | Hatta Res | RANEH | 11 KV Bori AG | NO VILLAGE FOUND | DTR NOT TAGGED | 25 KVA | 96
9695 | Damoh | Damoh North | Hatta Res | RANEH | 11 KV Bori AG | NO VILLAGE FOUND | DTR NOT TAGGED | 25 KVA | 94
9696 | Damoh | Damoh North | Hatta Res | RANEH | 11 KV Bori AG | NO VILLAGE FOUND | DTR NOT TAGGED | 25 KVA | 92
9697 | Damoh | Damoh North | Hatta Res | RANEH | 11 KV Bori AG | NO VILLAGE FOUND | DTR NOT TAGGED | 25 KVA | 90
9698 | Damoh | Damoh North | Hatta Res | RANEH | 11 KV Bori AG | NO VILLAGE FOUND | DTR NOT TAGGED | 25 KVA | 79
9699 | Damoh | Damoh North | Hatta Res | RANEH | 11 KV Bori AG | NO VILLAGE FOUND | DTR NOT TAGGED | 25 KVA | 74
9701 | Damoh | Damoh North | Hatta Res | RANEH | 11 KV Bori AG | NO VILLAGE FOUND | DTR NOT TAGGED | 25 KVA | 68
9702 | Damoh | Damoh North | Hatta Res | RANEH | 11 KV Bori AG | NO VILLAGE FOUND | DTR NOT TAGGED | 63 KVA | 67
9703 | Damoh | Damoh North | Hatta Res | RANEH | 11 KV Bori AG | NO VILLAGE FOUND | DTR NOT TAGGED | 25 KVA | 64
9704 | Damoh | Damoh North | Hatta Res | RANEH | 11 KV Bori AG | NO VILLAGE FOUND | DTR NOT TAGGED | 25 KVA | 53
9705 | Damoh | Damoh North | Hatta Res | RANEH | 11 KV Bori AG | Bilakalan | LAKHAN PATEL | 25 KVA | 48
9706 | Damoh | Damoh North | Hatta Res | RANEH | 11 KV Bori AG | Bilakalan | MOHANLAL TUNDA KACHHI | 25 KVA | 30
9707 | Damoh | Damoh North | Hatta Res | RANEH | 11 KV Bori AG | NO VILLAGE FOUND | DTR NOT TAGGED | 25 KVA | 22
9708 | Damoh | Damoh North | Hatta Res | RANEH | 11 KV Bori AG | NO VILLAGE FOUND | DTR NOT TAGGED | 25 KVA | 13
9709 | Damoh | Damoh North | Hatta Res | RANEH | 11 KV Bori AG | Kuwakheda Baji | MASTER WALA | 63 KVA | 577
9710 | Damoh | Damoh North | Hatta Res | RANEH | 11 KV Bori AG | Majhguwan Patol | GARG WALA | 63 KVA | 596
9711 | Damoh | Damoh North | Hatta Res | RANEH | 11 KV Bori AG | Bori Kalan | PURSHOTTAM PATEL | 25 KVA | 612
9712 | Damoh | Damoh North | Hatta Res | RANEH | 11 KV Bori AG | Purena Bakshi | NALA KE PASS | 100 KVA | 634
9713 | Damoh | Damoh North | Hatta Res | RANEH | 11 KV Bori AG | Purena Bakshi | NAG DEV MANDIR | 25 KVA | 657
9714 | Damoh | Damoh North | Hinota | RANEH | 11 KV Raneh AG | Dharampura Raneh | 25 KVA DHARAMPURA | 25 KVA | 464
9715 | Damoh | Damoh North | Hinota | RANEH | 11 KV Raneh AG | Raneh | 63 KVA PHE RANEH | 63 KVA | 404
9716 | Damoh | Damoh North | Hinota | RANEH | 11 KV Raneh AG | Raneh | 25 KVA ROAD WALI RANEH | 25 KVA | 399
9717 | Damoh | Damoh North | Hinota | RANEH | 11 KV Raneh AG | Ghutariya | KAY ANUDAN GHUTARIYA | 25 KVA | 391
9718 | Damoh | Damoh North | Hinota | RANEH | 11 KV Raneh AG | Ghutariya | KAY ANUDAN 2 GHUTARIYA | 25 KVA | 388
9719 | Damoh | Damoh North | Hinota | RANEH | 11 KV Raneh AG | Nayagaon Hatta | 63 KVA DTR 2 NAYAGAV | 63 KVA | 370
9720 | Damoh | Damoh North | Hinota | RANEH | 11 KV Raneh AG | Nayagaon Hatta | 25 KVA DTR KAY ANUDAN 3 NAYAGAV | 25 KVA | 367
9721 | Damoh | Damoh North | Hinota | RANEH | 11 KV Raneh AG | Nayagaon Hatta | 63 KVA NAYAGAV | 63 KVA | 361
9722 | Damoh | Damoh North | Hinota | RANEH | 11 KV Raneh AG | Nayagaon Hatta | 25 KVA KAY ANUDAN 5 NAYAGAV | 25 KVA | 360
9723 | Damoh | Damoh North | Hinota | RANEH | 11 KV Raneh AG | Nayagaon Hatta | 25 KVA DTR KAY ANUDAN 4 NAYAGAV | 25 KVA | 353
9724 | Damoh | Damoh North | Hinota | RANEH | 11 KV Raneh AG | Nayagaon Hatta | 25 KVA DTR KAY ANUDAN 3 NAYAGAV | 25 KVA | 347
9725 | Damoh | Damoh North | Hinota | RANEH | 11 KV Raneh AG | Nayagaon Hatta | 25 KVA KAY ANUDAN NAYAGAV | 25 KVA | 346
9726 | Damoh | Damoh North | Hinota | RANEH | 11 KV Raneh AG | Nayagaon Hatta | 25 KVA DTR KAY ANUDAN NAYAGAV | 25 KVA | 343
9727 | Damoh | Damoh North | Hinota | RANEH | 11 KV Raneh AG | Ghutariya | 25 KVA SURENDRA KAY GHUTARIYA | 25 KVA | 334
9728 | Damoh | Damoh North | Hinota | RANEH | 11 KV Raneh AG | Nayagaon Hatta | 25 KVA PATEL KAY GHUTRAIYA HAR NAYAGAV | 25 KVA | 328
9729 | Damoh | Damoh North | Hinota | RANEH | 11 KV Raneh AG | Nayagaon Hatta | 25 KVA GHUTARIYA HAAR NAYAGAV | 25 KVA | 327
9730 | Damoh | Damoh North | Hinota | RANEH | 11 KV Raneh AG | Nayagaon Hatta | 25 KVA HAR WALA NAYAGAV | 25 KVA | 314
9731 | Damoh | Damoh North | Hinota | RANEH | 11 KV Raneh AG | Nayagaon Hatta | 25 KVA HARIJAN NAYAGAV | 25 KVA | 308
9732 | Damoh | Damoh North | Hinota | RANEH | 11 KV Raneh AG | Nayagaon Hatta | 25 KVA KAY ANUDAN NAYAGAV | 25 KVA | 304
9733 | Damoh | Damoh North | Hinota | RANEH | 11 KV Raneh AG | Nayagaon Hatta | 25 KVA KAY ANUDAN NAYAGAV | 25 KVA | 301
9734 | Damoh | Damoh North | Hinota | RANEH | 11 KV Raneh AG | Nayagaon Hatta | 25 KVA BASTI 2 NAYAGAV | 25 KVA | 282
9735 | Damoh | Damoh North | Hinota | RANEH | 11 KV Raneh AG | Nayagaon Hatta | 25 KVA TOWER NAYAGAV | 25 KVA | 281
9736 | Damoh | Damoh North | Hinota | RANEH | 11 KV Raneh AG | Nayagaon Hatta | 25 KVA PATEL MUHALLA NAYAGAV | 25 KVA | 279
9737 | Damoh | Damoh North | Hinota | RANEH | 11 KV Raneh AG | Nayagaon Hatta | 25 KVA HAR NAYAGAV | 25 KVA | 263
9738 | Damoh | Damoh North | Hinota | RANEH | 11 KV Raneh AG | Harduwani Kamlapat | 25 KVA GAV KE BAAHAR HARDWANI | 25 KVA | 259
9739 | Damoh | Damoh North | Hinota | RANEH | 11 KV Raneh AG | Harduwani | 25 KVA KAY ANUDAN HARDWANI | 25 KVA | 251
9740 | Damoh | Damoh North | Hinota | RANEH | 11 KV Raneh AG | Hinmat Patti Raneh | 25 KVA ANUDAN DTR HINMATPATI | 25 KVA | 238
9741 | Damoh | Damoh North | Hinota | RANEH | 11 KV Raneh AG | Majhguwan Aman | 25 KVA ANUDAN 2MAJHGUA AMAN | 25 KVA | 234
9742 | Damoh | Damoh North | Hinota | RANEH | 11 KV Raneh AG | Hinmat Patti Raneh | 25 KVA HAR HINMATPATI | 25 KVA | 232
9743 | Damoh | Damoh North | Hinota | RANEH | 11 KV Raneh AG | Majhguwan Aman | 25 KVA DTR ANUDAN 2 MAJHGUA AMAN | 25 KVA | 229
9744 | Damoh | Damoh North | Hinota | RANEH | 11 KV Raneh AG | Majhguwan Aman | 25 KVA DTR ANUDAN 3 MAJHGUA AMAN | 25 KVA | 222
9745 | Damoh | Damoh North | Hinota | RANEH | 11 KV Raneh AG | Hinmat Patti Raneh | 25 KVA TALGAV HAR HINMATPATI | 25 KVA | 210
9746 | Damoh | Damoh North | Hinota | RANEH | 11 KV Raneh AG | Majhguwan Aman | 25 KVA KAY ANUDAN MAJHGUA AMAN | 25 KVA | 200
9747 | Damoh | Damoh North | Hinota | RANEH | 11 KV Raneh AG | Majhguwan Aman | 25 KVA ANUDAN MAJHGUA AMAN | 25 KVA | 192
9748 | Damoh | Damoh North | Hinota | RANEH | 11 KV Raneh AG | Pipariya Kirau | 25 KVA DTR ANUDAN 2 PIPARIYA KIRAN | 25 KVA | 186
9749 | Damoh | Damoh North | Hinota | RANEH | 11 KV Raneh AG | Pipariya Kirau | 25 KVA DTR ANUDAN 1 PIPARIYAKIRAN | 25 KVA | 182
9750 | Damoh | Damoh North | Hinota | RANEH | 11 KV Raneh AG | Hinmat Patti Raneh | 25 KVA DTR ANUDAN HINMATPATI | 25 KVA | 176
9751 | Damoh | Damoh North | Hinota | RANEH | 11 KV Raneh AG | Hinmat Patti Raneh | KAY ANUDAN 1 HINMATPATI | 25 KVA | 171
9752 | Damoh | Damoh North | Hinota | RANEH | 11 KV Raneh AG | Hinmat Patti Raneh | 25 KVA TOWER HINMATPATI | 25 KVA | 163
9753 | Damoh | Damoh North | Hinota | RANEH | 11 KV Raneh AG | Hinmat Patti Raneh | 25 KVA DTR SCHOOL HINMAT PATI | 25 KVA | 162
9754 | Damoh | Damoh North | Hinota | RANEH | 11 KV Raneh AG | Hinmat Patti Raneh | 63 KVA BASTI HINMATPATI | 63 KVA | 153
9755 | Damoh | Damoh North | Hinota | RANEH | 11 KV Raneh AG | Singpura Raneh | 25 KVA DTR SINGPUR | 25 KVA | 151
9756 | Damoh | Damoh North | Hinota | RANEH | 11 KV Raneh AG | Imaliya Rawat | 25 KVA DTR IMLIYA RAWAT | 25 KVA | 143
9757 | Damoh | Damoh North | Hinota | RANEH | 11 KV Raneh AG | Imaliya Rawat | 25 KVA DTR IMLIYA 2 | 25 KVA | 133
9758 | Damoh | Damoh North | Hinota | RANEH | 11 KV Raneh AG | Majhguwan Aman | 25 KVA BASTI MAJHGUA AMAN | 25 KVA | 117
9759 | Damoh | Damoh North | Hinota | RANEH | 11 KV Raneh AG | Talgaon Hatta | 100 KVA HAAR TALGAV | 100 KVA | 114
9760 | Damoh | Damoh North | Hinota | RANEH | 11 KV Raneh AG | Nayagaon Hatta | 25 KVA KAY ANUDAN NAYAGAV | 25 KVA | 104
9761 | Damoh | Damoh North | Hinota | RANEH | 11 KV Raneh AG | Talgaon Hatta | 63 KVA HAAR TALGAV | 63 KVA | 98
9762 | Damoh | Damoh North | Hinota | RANEH | 11 KV Raneh AG | Harduwani Kamlapat | 25 KVA TIGDDA HARDWANI | 25 KVA | 90
9763 | Damoh | Damoh North | Hinota | RANEH | 11 KV Raneh AG | Harduwani Kamlapat | 25 KVA ROAD KE PAS HARDWANI | 25 KVA | 86
9764 | Damoh | Damoh North | Hinota | RANEH | 11 KV Raneh AG | Harduwani Kamlapat | 63 KVA MANDIR HARDWANI | 63 KVA | 83
9765 | Damoh | Damoh North | Hinota | RANEH | 11 KV Raneh AG | Talgaon Hatta | 100 KVA BASTI 2 TALGAV | 100 KVA | 73
9766 | Damoh | Damoh North | Hinota | RANEH | 11 KV Raneh AG | Nayagaon Hatta | 63 KVA HAAR NAYAGAV | 63 KVA | 71
9767 | Damoh | Damoh North | Hinota | RANEH | 11 KV Raneh AG | Talgaon Hatta | 25 KVA HARIJAN TALGAV | 25 KVA | 59
9768 | Damoh | Damoh North | Hinota | RANEH | 11 KV Raneh AG | Talgaon Hatta | 63 KVA TOLA TALGAV | 63 KVA | 54
9769 | Damoh | Damoh North | Hinota | RANEH | 11 KV Raneh AG | Talgaon Hatta | 25 KVA SHALA HAAR TALGAV | 25 KVA | 45
9770 | Damoh | Damoh North | Hinota | RANEH | 11 KV Raneh AG | Talgaon Hatta | 25 KVA MANDIR WALA TALGAV | 25 KVA | 38
9771 | Damoh | Damoh North | Hinota | RANEH | 11 KV Raneh AG | Raneh | 25 KVA HAR RANEH | 25 KVA | 34
9772 | Damoh | Damoh North | Hinota | RANEH | 11 KV Raneh AG | Raneh | 100 KVA NAGAYACH MUHALLA RANEH | 100 KVA | 22
9773 | Damoh | Damoh North | Hinota | RANEH | 11 KV Raneh AG | Dharampura Raneh | 25 KVA DHARAMPURA 2 | 25 KVA | 468
9774 | Damoh | Damoh North | Hinota | RANEH | 11 KV Raneh AG | Rampura Hatta | 63 KVA BASTI RAMPURA | 63 KVA | 471
9775 | Damoh | Damoh North | Hinota | RANEH | 11 KV Raneh AG | Rampura Hatta | 25 KVA BASTI 2 RAMPURA | 25 KVA | 475
9776 | Damoh | Damoh North | Hinota | RANEH | 11 KV Raneh AG | Pipariya Raneh | 63 KVA BASTI DANG PIPARIYA | 63 KVA | 512
9777 | Damoh | Damoh North | Hinota | RANEH | 11 KV Raneh AG | Rampura Hatta | 63 KVA SCHOOL PAS RAMPURA | 63 KVA | 515
9778 | Damoh | Damoh North | Hinota | RANEH | 11 KV Raneh AG | Rampura Hatta | 25 KVA TALAB PAS RAMPURA | 25 KVA | 517
9779 | Damoh | Damoh North | Batiagarh | RIYANA | 11 KV Nibora AG | Barkhera Keshav | SIROTHIYA WALA | 25 KVA | 101
9780 | Damoh | Damoh North | Batiagarh | RIYANA | 11 KV Nibora AG | Bamhori Bhat | BHAT BAMHORI BUDDHA WALA | 25 KVA | 96
9781 | Damoh | Damoh North | Batiagarh | RIYANA | 11 KV Nibora AG | Bamhori Bhat | BHAT BAMHORI RAMSWAROOP PATEL | 25 KVA | 92
9782 | Damoh | Damoh North | Batiagarh | RIYANA | 11 KV Nibora AG | Bamhori Bhat | BHAT BAMHORI MANMOHAN WALA | 25 KVA | 89
9783 | Damoh | Damoh North | Batiagarh | RIYANA | 11 KV Nibora AG | Barkhera Keshav | BABU LAL PATEL | 25 KVA | 151
9784 | Damoh | Damoh North | Batiagarh | RIYANA | 11 KV Nibora AG | Bamhori Bhat | BHAT BAMHORI RAJAK WALA | 25 KVA | 80
9785 | Damoh | Damoh North | Batiagarh | RIYANA | 11 KV Nibora AG | Pemukhedi | LAXMI PRASAD WALA | 25 KVA | 76
9786 | Damoh | Damoh North | Batiagarh | RIYANA | 11 KV Nibora AG | Pemukhedi | DAMODAR WALA | 25 KVA | 74
9787 | Damoh | Damoh North | Batiagarh | RIYANA | 11 KV Nibora AG | Pemukhedi | KISHORI SHARMA WALA | 25 KVA | 65
9788 | Damoh | Damoh North | Batiagarh | RIYANA | 11 KV Nibora AG | Bamhori Bhat | BENI SARPANCH WALA | 25 KVA | 64
9789 | Damoh | Damoh North | Batiagarh | RIYANA | 11 KV Nibora AG | Bamhori Bhat | BHAT BAMHORI KUASHAL SHARMA | 100 KVA | 55
9790 | Damoh | Damoh North | Batiagarh | RIYANA | 11 KV Nibora AG | Bamhori Bhat | BHAT BAMHORI SEETARAM PATEL | 63 KVA | 45
9791 | Damoh | Damoh North | Batiagarh | RIYANA | 11 KV Nibora AG | Bamhori Bhat | BHAT BAMHORI PATEL WALA | 25 KVA | 43
9792 | Damoh | Damoh North | Batiagarh | RIYANA | 11 KV Nibora AG | Bamhori Bhat | BHAT BAMHORI NANNA WALA | 63 KVA | 38
9793 | Damoh | Damoh North | Batiagarh | RIYANA | 11 KV Nibora AG | Bamhori Bhat | BHAT BAMHORI MUKKADM WALA | 25 KVA | 35
9794 | Damoh | Damoh North | Batiagarh | RIYANA | 11 KV Nibora AG | Riyana | BHAT BAMHORI HARIRWAL WALA | 25 KVA | 31
9795 | Damoh | Damoh North | Batiagarh | RIYANA | 11 KV Nibora AG | Riyana | BHAT BAMHORI DUBEY WALA | 25 KVA | 30
9796 | Damoh | Damoh North | Batiagarh | RIYANA | 11 KV Nibora AG | Riyana | BHAT BAMHORI MUKESH PATEL WALA | 63 KVA | 28
9797 | Damoh | Damoh North | Batiagarh | RIYANA | 11 KV Nibora AG | Riyana | BHAT BAMHORI DUBEY WALA -2 | 25 KVA | 20
9798 | Damoh | Damoh North | Batiagarh | RIYANA | 11 KV Nibora AG | Barkhera Keshav | LADLI BAHU WALA | 25 KVA | 144
9799 | Damoh | Damoh North | Batiagarh | RIYANA | 11 KV Nibora AG | Barkhera Keshav | TANTU PATEL | 25 KVA | 141
9801 | Damoh | Damoh North | Batiagarh | RIYANA | 11 KV Nibora AG | Barkhera Keshav | BALRAM PATEL WALA | 25 KVA | 128
9802 | Damoh | Damoh North | Batiagarh | RIYANA | 11 KV Nibora AG | Barkhera Keshav | VINITA SONI | 100 KVA | 123
9803 | Damoh | Damoh North | Batiagarh | RIYANA | 11 KV Nibora AG | Pemukhedi | HARIJAN BASTI WALA | 25 KVA | 118
9804 | Damoh | Damoh North | Batiagarh | RIYANA | 11 KV Nibora AG | Barkhera Keshav | BALRAM MUKKADM WALA | 25 KVA | 112
9805 | Damoh | Damoh North | Batiagarh | RIYANA | 11 KV Nibora AG | Pemukhedi | HEERA LAAL WALA | 25 KVA | 109
9806 | Damoh | Damoh North | Batiagarh | RIYANA | 11 KV Nibora AG | Pemukhedi | BANHORI AMIT WALA | 25 KVA | 167
9807 | Damoh | Damoh North | Batiagarh | RIYANA | 11 KV Nibora AG | Pemukhedi | JASSU AHIRWAL WALA | 100 KVA | 170
9808 | Damoh | Damoh North | Batiagarh | RIYANA | 11 KV Nibora AG | Pemukhedi | DARWARI WAL | 25 KVA | 171
9809 | Damoh | Damoh North | Batiagarh | RIYANA | 11 KV Nibora AG | Pemukhedi | RAJU SINGH WALA | 25 KVA | 178
9810 | Damoh | Damoh North | Batiagarh | RIYANA | 11 KV Nibora AG | Pemukhedi | SEETARAM WALA | 25 KVA | 181
9811 | Damoh | Damoh North | Batiagarh | RIYANA | 11 KV Nibora AG | Pemukhedi | BALIRAM WALA | 25 KVA | 185
9812 | Damoh | Damoh North | Batiagarh | RIYANA | 11 KV Nibora AG | Pemukhedi | BENI WALA | 25 KVA | 190
9813 | Damoh | Damoh North | Batiagarh | RIYANA | 11 KV Nibora AG | Pemukhedi | PEMUKHEDI WETER BOX | 25 KVA | 195
9814 | Damoh | Damoh North | Batiagarh | RIYANA | 11 KV Nibora AG | Pemukhedi | PEER BABA WALA | 100 KVA | 202
9815 | Damoh | Damoh North | Batiagarh | RIYANA | 11 KV Nibora AG | Pemukhedi | CHITTAR SINGH WALA | 25 KVA | 207
9816 | Damoh | Damoh North | Batiagarh | RIYANA | 11 KV Nibora AG | Pemukhedi | GANDHARV SINGH WALA | 25 KVA | 211
9817 | Damoh | Damoh North | Batiagarh | RIYANA | 11 KV Nibora AG | Nibora Kalan | GULJAR SINGH WALA | 25 KVA | 215
9818 | Damoh | Damoh North | Batiagarh | RIYANA | 11 KV Nibora AG | Nibora Kalan | DEVI SINGH WALA | 25 KVA | 217
9819 | Damoh | Damoh North | Batiagarh | RIYANA | 11 KV Nibora AG | Sihera | MUKKDAM WALA | 25 KVA | 229
9820 | Damoh | Damoh North | Batiagarh | RIYANA | 11 KV Nibora AG | Sihera | BASTI WALA | 100 KVA | 235
9821 | Damoh | Damoh North | Batiagarh | RIYANA | 11 KV Nibora AG | Sihera | NANNU SINGH WALA | 25 KVA | 238
9822 | Damoh | Damoh North | Batiagarh | RIYANA | 11 KV Nibora AG | Sihera | NAVAL SINGH WALA | 25 KVA | 241
9823 | Damoh | Damoh North | Batiagarh | RIYANA | 11 KV Nibora AG | Kaithora | MANNU BABA | 25 KVA | 259
9824 | Damoh | Damoh North | Batiagarh | RIYANA | 11 KV Nibora AG | Sihera | AASHARAM YADAV WALA | 25 KVA | 261
9825 | Damoh | Damoh North | Batiagarh | RIYANA | 11 KV Nibora AG | Sihera | PATERIYA WALA | 25 KVA | 264
9826 | Damoh | Damoh North | Batiagarh | RIYANA | 11 KV Nibora AG | Sihera | DHEER SIGHN WALA | 25 KVA | 269
9827 | Damoh | Damoh North | Batiagarh | RIYANA | 11 KV Nibora AG | Sihera | FUDDAN WALA | 100 KVA | 273
9828 | Damoh | Damoh North | Batiagarh | RIYANA | 11 KV Nibora AG | Sihera | GUDDU MUKKADM WALA | 25 KVA | 279
9829 | Damoh | Damoh North | Batiagarh | RIYANA | 11 KV Nibora AG | Sihera | NIJAM SINGH WALA | 25 KVA | 282
9830 | Damoh | Damoh North | Batiagarh | RIYANA | 11 KV Nibora AG | Sihera | KHILAN SINGH WALA | 25 KVA | 284
9831 | Damoh | Damoh North | Batiagarh | RIYANA | 11 KV Nibora AG | Sihera | AALAMPUR WALA | 25 KVA | 289
9832 | Damoh | Damoh North | Batiagarh | RIYANA | 11 KV Nibora AG | Sihera | MUNNA SARPANCH WALA | 25 KVA | 299
9833 | Damoh | Damoh North | Batiagarh | RIYANA | 11 KV Nibora AG | Sihera | BADE GHAR WALA | 25 KVA | 305
9834 | Damoh | Damoh North | Batiagarh | RIYANA | 11 KV Nibora AG | Sihera | RAGHUNATH WALA | 25 KVA | 307
9835 | Damoh | Damoh North | Batiagarh | RIYANA | 11 KV Nibora AG | Sihera | BADDA WALA | 25 KVA | 314
9836 | Damoh | Damoh North | Batiagarh | RIYANA | 11 KV Nibora AG | Sihera | GANPAT WALA | 25 KVA | 315
9837 | Damoh | Damoh North | Batiagarh | RIYANA | 11 KV Nibora AG | Sihera | PARTU WALA | 25 KVA | 317
9838 | Damoh | Damoh North | Batiagarh | RIYANA | 11 KV Nibora AG | Sihera | AJMER WALA | 25 KVA | 323
9839 | Damoh | Damoh North | Batiagarh | RIYANA | 11 KV Nibora AG | Sihera | TEK SINGH WALA | 25 KVA | 330
9840 | Damoh | Damoh North | Batiagarh | RIYANA | 11 KV Nibora AG | Barkhera Keshav | MASTRAM WALA | 25 KVA | 331
9841 | Damoh | Damoh North | Batiagarh | RIYANA | 11 KV Nibora AG | Barkhera Keshav | RAMESH SONI WALA | 25 KVA | 334
9842 | Damoh | Damoh North | Batiagarh | RIYANA | 11 KV Nibora AG | Barkhera Keshav | MOHAN SINGH WALA | 25 KVA | 335
9843 | Damoh | Damoh North | Batiagarh | RIYANA | 11 KV Nibora AG | Barkhera Keshav | RAMA WALA | 25 KVA | 338
9844 | Damoh | Damoh North | Batiagarh | RIYANA | 11 KV Nibora AG | Pipariya Chand | PIPRIYA HAAR WALA | 25 KVA | 351
9845 | Damoh | Damoh North | Batiagarh | RIYANA | 11 KV Nibora AG | Pipariya Chand | NIBORA RAMSINGH | 25 KVA | 362
9846 | Damoh | Damoh North | Batiagarh | RIYANA | 11 KV Nibora AG | Pipariya Chand | BHIMMA KACHHI WALA | 25 KVA | 364
9847 | Damoh | Damoh North | Batiagarh | RIYANA | 11 KV Nibora AG | Nibora Kalan | BHOLE KACHHI WALA | 16 KVA | 373
9848 | Damoh | Damoh North | Batiagarh | RIYANA | 11 KV Nibora AG | Barno | BHAGWATI MAHARAJ WALA | 25 KVA | 381
9849 | Damoh | Damoh North | Batiagarh | RIYANA | 11 KV Nibora AG | Barno | LAKHAN DUBEY WALA | 63 KVA | 385
9850 | Damoh | Damoh North | Batiagarh | RIYANA | 11 KV Nibora AG | Nibora Kalan | MAJBOOT SINGH WALA | 25 KVA | 391
9851 | Damoh | Damoh North | Batiagarh | RIYANA | 11 KV Nibora AG | Nibora Kalan | KHUSHIRAM WALA | 25 KVA | 394
9852 | Damoh | Damoh North | Batiagarh | RIYANA | 11 KV Nibora AG | Nibora Kalan | SHIVRAJ SINGH SIHERA WALE | 25 KVA | 398
9853 | Damoh | Damoh North | Batiagarh | RIYANA | 11 KV Nibora AG | Nibora Kalan | BALRAM WALA | 25 KVA | 403
9854 | Damoh | Damoh North | Batiagarh | RIYANA | 11 KV Nibora AG | Nibora Kalan | SHRIRAM WALA | 25 KVA | 405
9855 | Damoh | Damoh North | Batiagarh | RIYANA | 11 KV Nibora AG | Nibora Kalan | SHANKAR RAI WALA | 25 KVA | 410
9856 | Damoh | Damoh North | Batiagarh | RIYANA | 11 KV Nibora AG | Pipariya Chand | RAGHUVAR WALA | 25 KVA | 416
9857 | Damoh | Damoh North | Batiagarh | RIYANA | 11 KV Nibora AG | Pipariya Chand | NIBORA WETER BOX WALA | 16 KVA | 420
9858 | Damoh | Damoh North | Batiagarh | RIYANA | 11 KV Nibora AG | Pipariya Chand | BABU SINGH WALA | 25 KVA | 423
9859 | Damoh | Damoh North | Batiagarh | RIYANA | 11 KV Gadholakhande DL | Gadhola Khande | BANKHIRIYA BASTI | 25 KVA | 60
9860 | Damoh | Damoh North | Batiagarh | RIYANA | 11 KV Gadholakhande DL | Gadhola Khande | KACHHAR WALA | 63 KVA | 69
9861 | Damoh | Damoh North | Batiagarh | RIYANA | 11 KV Gadholakhande DL | Gadhola Khande | GADHOLA BASTI -1 | 25 KVA | 75
9862 | Damoh | Damoh North | Batiagarh | RIYANA | 11 KV Gadholakhande DL | Gadhola Khande | GADHOLA BASTI | 25 KVA | 76
9863 | Damoh | Damoh North | Batiagarh | RIYANA | 11 KV Gadholakhande DL | Gadhola Khande | SHALA WALA | 25 KVA | 85
9864 | Damoh | Damoh North | Batiagarh | RIYANA | 11 KV Gadholakhande DL | Gadhola Khande | KHER MATA WALA | 100 KVA | 88
9865 | Damoh | Damoh North | Batiagarh | RIYANA | 11 KV Gadholakhande DL | Gadhola Khande | AIRTEL WALA | 25 KVA | 91
9866 | Damoh | Damoh North | Batiagarh | RIYANA | 11 KV Gadholakhande DL | Gadhola Khande | RAJIV GANDHI WALA | 25 KVA | 93
9867 | Damoh | Damoh North | Batiagarh | RIYANA | 11 KV Gadholakhande DL | Gadhola Khande | VODAFONE WALA | 63 KVA | 96
9868 | Damoh | Damoh North | Batiagarh | RIYANA | 11 KV Gadholakhande DL | Gadhola Khande | GULLOR WALA | 25 KVA | 99
9869 | Damoh | Damoh North | Batiagarh | RIYANA | 11 KV Gadholakhande DL | Kumharwar | KAMAL SINGH WALA | 25 KVA | 107
9870 | Damoh | Damoh North | Batiagarh | RIYANA | 11 KV Gadholakhande DL | Kumharwar | KUMROL WALA | 25 KVA | 119
9871 | Damoh | Damoh North | Batiagarh | RIYANA | 11 KV Riyana AG | Bhiyana | BHIYANA VINEETA BAI | 25 KVA | 232
9872 | Damoh | Damoh North | Batiagarh | RIYANA | 11 KV Riyana AG | Bhiyana | RIYANA CHEPAI WALA | 100 KVA | 227
9873 | Damoh | Damoh North | Batiagarh | RIYANA | 11 KV Riyana AG | Barkhera Keshav | BHIYANA KATHARA HAAR | 100 KVA | 226
9874 | Damoh | Damoh North | Batiagarh | RIYANA | 11 KV Riyana AG | Barkhera Keshav | RIYANA BASTI KE PASS WALA | 25 KVA | 212
9875 | Damoh | Damoh North | Batiagarh | RIYANA | 11 KV Riyana AG | Bhiyana | RIYANA HAAR WALA | 25 KVA | 208
9876 | Damoh | Damoh North | Batiagarh | RIYANA | 11 KV Riyana AG | Bhiyana | BHIYANA MURARI | 25 KVA | 202
9877 | Damoh | Damoh North | Batiagarh | RIYANA | 11 KV Riyana AG | Riyana | RIYANA RACHANA BAI | 25 KVA | 195
9878 | Damoh | Damoh North | Batiagarh | RIYANA | 11 KV Riyana AG | Riyana | RIYANA SAREEF KHANA | 25 KVA | 188
9879 | Damoh | Damoh North | Batiagarh | RIYANA | 11 KV Riyana AG | Riyana | RIYANA GORE SINGH | 25 KVA | 181
9880 | Damoh | Damoh North | Batiagarh | RIYANA | 11 KV Riyana AG | Malwari | MALWARI CHARAN SINGH | 25 KVA | 176
9881 | Damoh | Damoh North | Batiagarh | RIYANA | 11 KV Riyana AG | Malwari | MALWARI JALAM SINGH | 25 KVA | 169
9882 | Damoh | Damoh North | Batiagarh | RIYANA | 11 KV Riyana AG | Malwari | MALWARI BASORI WALA | 25 KVA | 168
9883 | Damoh | Damoh North | Batiagarh | RIYANA | 11 KV Riyana AG | Malwari | MALWARI BALRAM SINGH | 25 KVA | 166
9884 | Damoh | Damoh North | Batiagarh | RIYANA | 11 KV Riyana AG | Riyana | AHRORA NONELAL | 25 KVA | 161
9885 | Damoh | Damoh North | Batiagarh | RIYANA | 11 KV Riyana AG | Riyana | AHRORA PARAM SINGH | 25 KVA | 157
9886 | Damoh | Damoh North | Batiagarh | RIYANA | 11 KV Riyana AG | Ahrora | AHRORA PRAKSHRANI | 25 KVA | 149
9887 | Damoh | Damoh North | Batiagarh | RIYANA | 11 KV Riyana AG | Riyana | AHRORA DEVENDRA | 25 KVA | 144
9888 | Damoh | Damoh North | Batiagarh | RIYANA | 11 KV Riyana AG | Riyana | RIYANA LATTU AHIRWAL | 25 KVA | 140
9889 | Damoh | Damoh North | Batiagarh | RIYANA | 11 KV Riyana AG | Riyana | BHIYANA HASEENA KHAN | 25 KVA | 137
9890 | Damoh | Damoh North | Batiagarh | RIYANA | 11 KV Riyana AG | Bhiyana | BHIYANA RAMRANI | 25 KVA | 129
9891 | Damoh | Damoh North | Batiagarh | RIYANA | 11 KV Riyana AG | Bhiyana | BHIAYAN BABLU | 63 KVA | 126
9892 | Damoh | Damoh North | Batiagarh | RIYANA | 11 KV Riyana AG | Riyana | BHIYANA SIYARANI | 25 KVA | 121
9893 | Damoh | Damoh North | Batiagarh | RIYANA | 11 KV Riyana AG | Bhiyana | BHIYANA JUGALKISHOR | 25 KVA | 238
9894 | Damoh | Damoh North | Batiagarh | RIYANA | 11 KV Riyana AG | Bhiyana | BHIYANA KUNJI LAL | 25 KVA | 241
9895 | Damoh | Damoh North | Batiagarh | RIYANA | 11 KV Riyana AG | Bhiyana | BHIYANA RAMVISHAL | 25 KVA | 247
9896 | Damoh | Damoh North | Batiagarh | RIYANA | 11 KV Riyana AG | Bhiyana | BHIYANA SUDAMA PATEL | 25 KVA | 249
9897 | Damoh | Damoh North | Batiagarh | RIYANA | 11 KV Riyana AG | Bhiyana | BHIYANA MURARI | 25 KVA | 252
9898 | Damoh | Damoh North | Batiagarh | RIYANA | 11 KV Gadholakhande AG | Khiriya Asli | BASIYA DHARAM SINGH | 25 KVA | 454
9899 | Damoh | Damoh North | Batiagarh | RIYANA | 11 KV Gadholakhande AG | Khiriya Asli | BASIYA GUDDE SINGH | 25 KVA | 451
9901 | Damoh | Damoh North | Batiagarh | RIYANA | 11 KV Gadholakhande AG | Khiriya Asli | BASIYA HEERA SINGH | 25 KVA | 447
9902 | Damoh | Damoh North | Batiagarh | RIYANA | 11 KV Gadholakhande AG | Khiriya Asli | BASIYA DHEERAJ SINGH | 25 KVA | 442
9903 | Damoh | Damoh North | Batiagarh | RIYANA | 11 KV Gadholakhande AG | Khiriya Asli | KHIRIYA DALU PATEL | 25 KVA | 439
9904 | Damoh | Damoh North | Batiagarh | RIYANA | 11 KV Gadholakhande AG | Khiriya Asli | KHIRIYA BHOPAL SINGH | 25 KVA | 437
9905 | Damoh | Damoh North | Batiagarh | RIYANA | 11 KV Gadholakhande AG | Gadhola Khande | KHIRIYA GANESH KACCHI | 25 KVA | 435
9906 | Damoh | Damoh North | Batiagarh | RIYANA | 11 KV Gadholakhande AG | Khiriya Asli | KHIRIYA KARAN SINGH | 16 KVA | 430
9907 | Damoh | Damoh North | Batiagarh | RIYANA | 11 KV Gadholakhande AG | Khiriya Asli | KHIRIYA HARISINGH | 25 KVA | 417
9908 | Damoh | Damoh North | Batiagarh | RIYANA | 11 KV Gadholakhande AG | Khiriya Asli | KHIRIYA MAKUNDI PATEL | 25 KVA | 416
9909 | Damoh | Damoh North | Batiagarh | RIYANA | 11 KV Gadholakhande AG | Khiriya Asli | KHIRIYA VINOD SONI | 25 KVA | 413
9910 | Damoh | Damoh North | Batiagarh | RIYANA | 11 KV Gadholakhande AG | Khiriya Asli | KHIRIYA SUSHULA PATKAR | 25 KVA | 411
9911 | Damoh | Damoh North | Batiagarh | RIYANA | 11 KV Gadholakhande AG | Khiriya Asli | KHIRIYA ROOP SINGH | 25 KVA | 409
9912 | Damoh | Damoh North | Batiagarh | RIYANA | 11 KV Gadholakhande AG | Khiriya Asli | KHIRIYA UMMEDA | 25 KVA | 405
9913 | Damoh | Damoh North | Batiagarh | RIYANA | 11 KV Gadholakhande AG | Khiriya Asli | KHIRIYA JALAM SINGH | 25 KVA | 400
9914 | Damoh | Damoh North | Batiagarh | RIYANA | 11 KV Gadholakhande AG | Khiriya Asli | KHIRIYA SAJJAN SINGH | 25 KVA | 397
9915 | Damoh | Damoh North | Batiagarh | RIYANA | 11 KV Gadholakhande AG | Khiriya Asli | KHIRIYA KHARGRAM | 25 KVA | 394
9916 | Damoh | Damoh North | Batiagarh | RIYANA | 11 KV Gadholakhande AG | Narayanpura Asli | BASIYA BHAV SINGH | 25 KVA | 390
9917 | Damoh | Damoh North | Batiagarh | RIYANA | 11 KV Gadholakhande AG | Narayanpura Asli | BASIYA AMAR SINGH | 100 KVA | 388
9918 | Damoh | Damoh North | Batiagarh | RIYANA | 11 KV Gadholakhande AG | Khiriya Asli | BASIYA PANCHAM SINGH | 25 KVA | 384
9919 | Damoh | Damoh North | Batiagarh | RIYANA | 11 KV Gadholakhande AG | Khiriya Asli | KHIRIYA SORYANA BASTI | 25 KVA | 375
9920 | Damoh | Damoh North | Batiagarh | RIYANA | 11 KV Gadholakhande AG | Khiriya Asli | BASIYA SONE SINGH | 25 KVA | 372
9921 | Damoh | Damoh North | Batiagarh | RIYANA | 11 KV Gadholakhande AG | Khiriya Asli | KHIRIYA SABULAL | 25 KVA | 367
9922 | Damoh | Damoh North | Batiagarh | RIYANA | 11 KV Gadholakhande AG | Khiriya Asli | KHIRIYA ROOPCHAND | 25 KVA | 360
9923 | Damoh | Damoh North | Batiagarh | RIYANA | 11 KV Gadholakhande AG | Khiriya Asli | KHIRIYA JIVAN PATEL | 25 KVA | 356
9924 | Damoh | Damoh North | Batiagarh | RIYANA | 11 KV Gadholakhande AG | Khiriya Asli | KHIRIYA GAJRAJ SINGH | 25 KVA | 350
9925 | Damoh | Damoh North | Batiagarh | RIYANA | 11 KV Gadholakhande AG | Khiriya Asli | KHIRIYA JAAHAR SINGH | 25 KVA | 347
9926 | Damoh | Damoh North | Batiagarh | RIYANA | 11 KV Gadholakhande AG | Khiriya Asli | KHIRIYA BENI AHIRWAL | 25 KVA | 342
9927 | Damoh | Damoh North | Batiagarh | RIYANA | 11 KV Gadholakhande AG | Malwari | KHIRIYA MUNNI SINGH | 25 KVA | 334
9928 | Damoh | Damoh North | Batiagarh | RIYANA | 11 KV Gadholakhande AG | Gadhola Khande | KHIRIYA BIHARI SINGH | 25 KVA | 330
9929 | Damoh | Damoh North | Batiagarh | RIYANA | 11 KV Gadholakhande AG | Gadhola Khande | KHIRIYA CHANDAN SINGH | 25 KVA | 327
9930 | Damoh | Damoh North | Batiagarh | RIYANA | 11 KV Gadholakhande AG | Malwari | KHIRIYA SHANKAR ATHYA | 25 KVA | 325
9931 | Damoh | Damoh North | Batiagarh | RIYANA | 11 KV Gadholakhande AG | Gadhola Khande | KHIRIYA BANKHIRIYA MATA WALA | 25 KVA | 319
9932 | Damoh | Damoh North | Batiagarh | RIYANA | 11 KV Gadholakhande AG | Gadhola Khande | KHIRIYA BANKHIRIYA | 25 KVA | 317
9933 | Damoh | Damoh North | Batiagarh | RIYANA | 11 KV Gadholakhande AG | Khiriya Asli | KHIRIYA JASHVANT SINGH | 25 KVA | 307
9934 | Damoh | Damoh North | Batiagarh | RIYANA | 11 KV Gadholakhande AG | Khiriya Asli | KHIRIYA SHIV SINGH | 25 KVA | 301
9935 | Damoh | Damoh North | Batiagarh | RIYANA | 11 KV Gadholakhande AG | Gadhola Khande | KHIRIYA MAHRAJ SINGH | 25 KVA | 298
9936 | Damoh | Damoh North | Batiagarh | RIYANA | 11 KV Gadholakhande AG | Khiriya Asli | GADHOLA KANCHHEDI WALA | 25 KVA | 294
9937 | Damoh | Damoh North | Batiagarh | RIYANA | 11 KV Gadholakhande AG | Khiriya Asli | GADHOLA SUJAN SINGH | 25 KVA | 291
9938 | Damoh | Damoh North | Batiagarh | RIYANA | 11 KV Gadholakhande AG | Gadhola Khande | GADHOLA GOVIND SINGH | 25 KVA | 282
9939 | Damoh | Damoh North | Batiagarh | RIYANA | 11 KV Gadholakhande AG | Gadhola Khande | GADHOLA NIJAM SINGH | 25 KVA | 278
9940 | Damoh | Damoh North | Batiagarh | RIYANA | 11 KV Gadholakhande AG | Gadhola Khande | GADHOLA VISHRAM SINGH | 25 KVA | 271
9941 | Damoh | Damoh North | Batiagarh | RIYANA | 11 KV Gadholakhande AG | Gadhola Khande | GADHOLA MULAM SINGH | 25 KVA | 269
9942 | Damoh | Damoh North | Batiagarh | RIYANA | 11 KV Gadholakhande AG | Gadhola Khande | GADHOLA SHIVSINGH | 25 KVA | 266
9943 | Damoh | Damoh North | Batiagarh | RIYANA | 11 KV Gadholakhande AG | Gadhola Khande | GADHOLA MAJLI BAHU | 25 KVA | 264
9944 | Damoh | Damoh North | Batiagarh | RIYANA | 11 KV Gadholakhande AG | Gadhola Khande | GADHOLA NEHA DUBEY | 25 KVA | 253
9945 | Damoh | Damoh North | Batiagarh | RIYANA | 11 KV Gadholakhande AG | Gadhola Khande | GADHOLA JANKI BAI | 25 KVA | 250
9946 | Damoh | Damoh North | Batiagarh | RIYANA | 11 KV Gadholakhande AG | Gadhola Khande | GADHOLA JAHAR SINGH | 25 KVA | 248
9947 | Damoh | Damoh North | Batiagarh | RIYANA | 11 KV Gadholakhande AG | Gadhola Khande | GADHOLA RAJABAI | 25 KVA | 237
9948 | Damoh | Damoh North | Batiagarh | RIYANA | 11 KV Gadholakhande AG | Gadhola Khande | GADHOLA SARPANCH | 25 KVA | 234
9949 | Damoh | Damoh North | Batiagarh | RIYANA | 11 KV Gadholakhande AG | Gadhola Khande | GADHOLA JAGAT SINGH | 25 KVA | 228
9950 | Damoh | Damoh North | Batiagarh | RIYANA | 11 KV Gadholakhande AG | Gadhola Khande | GADHOLA POORAN SINGH | 25 KVA | 223
9951 | Damoh | Damoh North | Batiagarh | RIYANA | 11 KV Gadholakhande AG | Gadhola Khande | GADHOLA MISHRA JI | 25 KVA | 218
9952 | Damoh | Damoh North | Batiagarh | RIYANA | 11 KV Gadholakhande AG | Gadhola Khande | GADHOLA AJAY SINGH | 25 KVA | 215
9953 | Damoh | Damoh North | Batiagarh | RIYANA | 11 KV Gadholakhande AG | Tinduwa | GADHOLA SATISH DUBEY | 25 KVA | 213
9954 | Damoh | Damoh North | Batiagarh | RIYANA | 11 KV Gadholakhande AG | Tinduwa | GADHOLA AMAN SINGH | 25 KVA | 209
9955 | Damoh | Damoh North | Batiagarh | RIYANA | 11 KV Gadholakhande AG | Tinduwa | GADHOLA HARCHAT ATHYA | 25 KVA | 204
9956 | Damoh | Damoh North | Batiagarh | RIYANA | 11 KV Gadholakhande AG | Gadhola Khande | GADHOLA THAKKU SINGH | 25 KVA | 199
9957 | Damoh | Damoh North | Batiagarh | RIYANA | 11 KV Gadholakhande AG | Tinduwa | GADHOLA NABAB | 25 KVA | 196
9958 | Damoh | Damoh North | Batiagarh | RIYANA | 11 KV Gadholakhande AG | Gadhola Khande | GADHOLA SUNIL | 25 KVA | 191
9959 | Damoh | Damoh North | Batiagarh | RIYANA | 11 KV Gadholakhande AG | Gadhola Khande | GADHOLA PUNNE KHAN | 25 KVA | 189
9960 | Damoh | Damoh North | Batiagarh | RIYANA | 11 KV Gadholakhande AG | Gadhola Khande | GADHOLA VINAY JAIN | 25 KVA | 184
9961 | Damoh | Damoh North | Batiagarh | RIYANA | 11 KV Gadholakhande AG | Gadhola Khande | GADHOLA FERAN SINGH | 25 KVA | 182
9962 | Damoh | Damoh North | Batiagarh | RIYANA | 11 KV Gadholakhande AG | Gadhola Khande | GADHOLA BODHAN SINGH | 25 KVA | 180
9963 | Damoh | Damoh North | Batiagarh | RIYANA | 11 KV Gadholakhande AG | Gadhola Khande | LALTA BAI | 25 KVA | 178
9964 | Damoh | Damoh North | Batiagarh | RIYANA | 11 KV Gadholakhande AG | Gadhola Khande | GADHOLA RAJKUMARI | 25 KVA | 171
9965 | Damoh | Damoh North | Batiagarh | RIYANA | 11 KV Gadholakhande AG | Gadhola Khande | GADHOLA DURGA BAI | 25 KVA | 169
9966 | Damoh | Damoh North | Batiagarh | RIYANA | 11 KV Gadholakhande AG | Riyana | GADHOLA GOKAL SINGH | 25 KVA | 164
9967 | Damoh | Damoh North | Batiagarh | RIYANA | 11 KV Gadholakhande AG | Tinduwa | GADHOLA MITHLESH BAI | 25 KVA | 161
9968 | Damoh | Damoh North | Batiagarh | RIYANA | 11 KV Gadholakhande AG | Tinduwa | GADHOLA KAUSHKYA BAI | 25 KVA | 158
9969 | Damoh | Damoh North | Batiagarh | RIYANA | 11 KV Gadholakhande AG | Bamhori Bhat | GADHOLA KALU PATERIYA | 25 KVA | 157
9970 | Damoh | Damoh North | Batiagarh | RIYANA | 11 KV Gadholakhande AG | Tinduwa | GADHOLA KHALAK SINGH | 25 KVA | 154
9971 | Damoh | Damoh North | Batiagarh | RIYANA | 11 KV Gadholakhande AG | Tinduwa | GADHOLA GULAB RANI | 25 KVA | 146
9972 | Damoh | Damoh North | Batiagarh | RIYANA | 11 KV Gadholakhande AG | Tinduwa | GADHOLA ANITA BAI | 25 KVA | 137
9973 | Damoh | Damoh North | Batiagarh | RIYANA | 11 KV Gadholakhande AG | Tinduwa | GADHOLA MAMTA BAI | 25 KVA | 136
9974 | Damoh | Damoh North | Batiagarh | RIYANA | 11 KV Gadholakhande AG | Bamhori Bhat | GADHOLA OMKAR DHATURHA | 25 KVA | 129
9975 | Damoh | Damoh North | Batiagarh | RIYANA | 11 KV Gadholakhande AG | Riyana | GADHOLA DEVENDRA SINGH | 25 KVA | 119
9976 | Damoh | Damoh North | Batiagarh | RIYANA | 11 KV Gadholakhande AG | Bamhori Bhat | GADHOLA RISHIDAS | 25 KVA | 118
9977 | Damoh | Damoh North | Batiagarh | RIYANA | 11 KV Gadholakhande AG | Riyana | GADHOLA TEJA BAI | 25 KVA | 112
9978 | Damoh | Damoh North | Batiagarh | RIYANA | 11 KV Gadholakhande AG | Riyana | GADHOLA RAJU SINGH | 25 KVA | 110
9979 | Damoh | Damoh North | Batiagarh | RIYANA | 11 KV Gadholakhande AG | Riyana | GADHOLA RANMAT SINGH | 25 KVA | 106
9980 | Damoh | Damoh North | Batiagarh | RIYANA | 11 KV Gadholakhande AG | Gadhola Khande | GADHOLA POORAN SINHG | 25 KVA | 101
9981 | Damoh | Damoh North | Batiagarh | RIYANA | 11 KV Gadholakhande AG | Riyana | GADHOLA KAMAL SINGH | 25 KVA | 92
9982 | Damoh | Damoh North | Batiagarh | RIYANA | 11 KV Gadholakhande AG | Riyana | JIVAN PRAJAPATI | 25 KVA | 89
9983 | Damoh | Damoh North | Batiagarh | RIYANA | 11 KV Gadholakhande AG | Riyana | KALLO BAI WALA | 25 KVA | 88
9984 | Damoh | Damoh North | Batiagarh | RIYANA | 11 KV Gadholakhande AG | Riyana | MAHESH PATEL WALA | 25 KVA | 81
9985 | Damoh | Damoh North | Batiagarh | RIYANA | 11 KV Gadholakhande AG | Riyana | MURARI PATEL WALA | 25 KVA | 79
9986 | Damoh | Damoh North | Batiagarh | RIYANA | 11 KV Gadholakhande AG | Malwari | BASIYA BALCHAND | 25 KVA | 461
9987 | Damoh | Damoh North | Batiagarh | RIYANA | 11 KV Gadholakhande AG | Narayanpura Asli | BASIYA LAXMAN SINGH | 25 KVA | 465
9988 | Damoh | Damoh North | Batiagarh | RIYANA | 11 KV Gadholakhande AG | Malwari | BASIYA JAGAT SINGH | 25 KVA | 467
9989 | Damoh | Damoh North | Batiagarh | RIYANA | 11 KV Gadholakhande AG | Malwari | BASIYA BHAGWAN SINGH | 16 KVA | 469
9990 | Damoh | Damoh North | Batiagarh | RIYANA | 11 KV Gadholakhande AG | Malwari | BASIYA MUNNI BAI | 25 KVA | 471
9991 | Damoh | Damoh North | Batiagarh | RIYANA | 11 KV Gadholakhande AG | Malwari | BASIYA BUKHHI SINGH | 25 KVA | 476
9992 | Damoh | Damoh North | Batiagarh | RIYANA | 11 KV Gadholakhande AG | Malwari | BASIYA MALKHAN SINGH | 25 KVA | 478
9993 | Damoh | Damoh North | Batiagarh | RIYANA | 11 KV Gadholakhande AG | Malwari | BASIYA BIHARI SINGH | 25 KVA | 482
9994 | Damoh | Damoh North | Batiagarh | RIYANA | 11 KV Gadholakhande AG | Malwari | BASIIYA CHATUR SINGH | 25 KVA | 489
9995 | Damoh | Damoh North | Batiagarh | RIYANA | 11 KV Gadholakhande AG | Malwari | BASIYA TEJ SINGH | 25 KVA | 490
9996 | Damoh | Damoh North | Batiagarh | RIYANA | 11 KV Gadholakhande AG | Hinota Malwari | BASIYA BARE AHIRWAL | 25 KVA | 498
9997 | Damoh | Damoh North | Batiagarh | RIYANA | 11 KV Gadholakhande AG | Hinota Malwari | BASIYA GULAB SINGH | 25 KVA | 501
9998 | Damoh | Damoh North | Batiagarh | RIYANA | 11 KV Gadholakhande AG | Hinota Malwari | BASIYA DARYAV SINGH | 25 KVA | 503
9999 | Damoh | Damoh North | Batiagarh | RIYANA | 11 KV Gadholakhande AG | Narayanpura Asli | BASIYA DEVI SINGH | 25 KVA | 508
10000 | Damoh | Damoh North | Batiagarh | RIYANA | 11 KV Gadholakhande AG | Narayanpura Asli | BASIYA KHALIL KHAN | 25 KVA | 512
10001 | Damoh | Damoh North | Batiagarh | RIYANA | 11 KV Gadholakhande AG | Narayanpura Asli | BASIYA JAGDEESH SINGH | 100 KVA | 515
10002 | Damoh | Damoh North | Narsingarh | SUHAV | 11 KV Jerath Ag | Jerat | MOHAN SINGH WALA | 25 KVA | 1104
10003 | Damoh | Damoh North | Narsingarh | SUHAV | 11 KV Jerath Ag | Jerat | LATTU BABA | 25 KVA | 1108
10004 | Damoh | Damoh North | Narsingarh | SUHAV | 11 KV Jerath Ag | Jerat | MAHESH WALA | 25 KVA | 1115
10005 | Damoh | Damoh North | Narsingarh | SUHAV | 11 KV Jerath Ag | Jerat | KAKAJU WALA | 63 KVA | 1118
10006 | Damoh | Damoh North | Narsingarh | SUHAV | 11 KV Jerath Ag | Jerat | GUDDA WALA | 25 KVA | 1124
10007 | Damoh | Damoh North | Narsingarh | SUHAV | 11 KV Jerath Ag | Jerat | GOVIND MAAS | 63 KVA | 1128
10008 | Damoh | Damoh North | Narsingarh | SUHAV | 11 KV Jerath Ag | Jerat | GANDHARV WALA | 25 KVA | 1131
10009 | Damoh | Damoh North | Narsingarh | SUHAV | 11 KV Jerath Ag | Jerat | CHTTAR WALA | 25 KVA | 1133
10010 | Damoh | Damoh North | Narsingarh | SUHAV | 11 KV Jerath Ag | Jerat | GAJENDRA WALA | 25 KVA | 1136
10011 | Damoh | Damoh North | Narsingarh | SUHAV | 11 KV Jerath Ag | Jerat | BADE BHAI WALA | 63 KVA | 1142
10012 | Damoh | Damoh North | Narsingarh | SUHAV | 11 KV Jerath Ag | Jerat | CHHOTELAL | 25 KVA | 1148
10013 | Damoh | Damoh North | Narsingarh | SUHAV | 11 KV Jerath Ag | Jerat | JURRU WLA | 100 KVA | 1155
10014 | Damoh | Damoh North | Narsingarh | SUHAV | 11 KV Jerath Ag | Jerat | ROSHAN WALA | 25 KVA | 1162
10015 | Damoh | Damoh North | Narsingarh | SUHAV | 11 KV Jerath Ag | Jerat | BUTTHI WALA | 25 KVA | 1167
10016 | Damoh | Damoh North | Narsingarh | SUHAV | 11 KV Jerath Ag | Jerat | TIWARI WALA | 25 KVA | 1175
10017 | Damoh | Damoh North | Narsingarh | SUHAV | 11 KV Jerath Ag | Jerat | SUKHLALA | 25 KVA | 1180
10018 | Damoh | Damoh North | Narsingarh | SUHAV | 11 KV Jerath Ag | Jerat | HANUMAT WL;A | 25 KVA | 1184
10019 | Damoh | Damoh North | Narsingarh | SUHAV | 11 KV Jerath Ag | Jerat | RAMCHARAN | 25 KVA | 1186
10020 | Damoh | Damoh North | Narsingarh | SUHAV | 11 KV Jerath Ag | Jerat | MOHAN WALA | 25 KVA | 1191
10021 | Damoh | Damoh North | Narsingarh | SUHAV | 11 KV Jerath Ag | Kajreti | VISRAM WALA | 25 KVA | 1197
10022 | Damoh | Damoh North | Narsingarh | SUHAV | 11 KV Jerath Ag | Kajreti | MUNN WALA | 25 KVA | 1202
10023 | Damoh | Damoh North | Narsingarh | SUHAV | 11 KV Jerath Ag | Jerat | KASHIRAM WALA | 25 KVA | 1205
10024 | Damoh | Damoh North | Narsingarh | SUHAV | 11 KV Jerath Ag | Jerat | ANGAD WALA | 25 KVA | 1215
10025 | Damoh | Damoh North | Narsingarh | SUHAV | 11 KV Jerath Ag | Jerat | PUNNI WALA | 25 KVA | 1221
10026 | Damoh | Damoh North | Narsingarh | SUHAV | 11 KV Jerath Ag | Jerat | JAWAHR WAL;A | 25 KVA | 1243
10027 | Damoh | Damoh North | Narsingarh | SUHAV | 11 KV Jerath Ag | Jerat | TIWARI WALA | 63 KVA | 1247
10028 | Damoh | Damoh North | Narsingarh | SUHAV | 11 KV Jerath Ag | Jerat | TIWARI 2 | 25 KVA | 1249
10029 | Damoh | Damoh North | Narsingarh | SUHAV | 11 KV Jerath Ag | Tirmuda | RAJJAN WALA | 25 KVA | 1258
10030 | Damoh | Damoh North | Narsingarh | SUHAV | 11 KV Jerath Ag | Tirmuda | TUNDI WALA | 100 KVA | 1259
10031 | Damoh | Damoh North | Narsingarh | SUHAV | 11 KV Jerath Ag | Tirmuda | BADDU WALA | 25 KVA | 1269
10032 | Damoh | Damoh North | Narsingarh | SUHAV | 11 KV Jerath Ag | Tirmuda | GANDU WALA | 25 KVA | 1272
10033 | Damoh | Damoh North | Narsingarh | SUHAV | 11 KV Jerath Ag | Tirmuda | ANGAD WALA | 25 KVA | 1275
10034 | Damoh | Damoh North | Narsingarh | SUHAV | 11 KV Jerath Ag | Tirmuda | RAGHUVIR | 25 KVA | 1281
10035 | Damoh | Damoh North | Narsingarh | SUHAV | 11 KV Jerath Ag | Tirmuda | MAHENDRA WALA | 25 KVA | 1284
10036 | Damoh | Damoh North | Narsingarh | SUHAV | 11 KV Jerath Ag | Tirmuda | SUDAMA | 25 KVA | 1286
10037 | Damoh | Damoh North | Narsingarh | SUHAV | 11 KV Jerath Ag | Kajreti | NARAYAN WALA | 25 KVA | 1290
10038 | Damoh | Damoh North | Narsingarh | SUHAV | 11 KV Jerath Ag | Kajreti | BABALU | 63 KVA | 1295
10039 | Damoh | Damoh North | Narsingarh | SUHAV | 11 KV Jerath Ag | Tirmuda | KAMRA DEVI | 25 KVA | 1300
10040 | Damoh | Damoh North | Narsingarh | SUHAV | 11 KV Jerath Ag | Kajreti | LAKHAN | 25 KVA | 1305
10041 | Damoh | Damoh North | Narsingarh | SUHAV | 11 KV Jerath Ag | Dhoraj | GANPAT | 25 KVA | 1311
10042 | Damoh | Damoh North | Narsingarh | SUHAV | 11 KV Jerath Ag | Dhoraj | VIRSAN WALA | 25 KVA | 1317
10043 | Damoh | Damoh North | Narsingarh | SUHAV | 11 KV Jerath Ag | Kajreti | MURAT WALA | 25 KVA | 1322
10044 | Damoh | Damoh North | Narsingarh | SUHAV | 11 KV Jerath Ag | Kajreti | SURAT WALA | 25 KVA | 1324
10045 | Damoh | Damoh North | Narsingarh | SUHAV | 11 KV Jerath Ag | Kajreti | SAHAB WALA | 25 KVA | 1328
10046 | Damoh | Damoh North | Narsingarh | SUHAV | 11 KV Jerath Ag | Kajreti | SANNU WALA | 25 KVA | 1333
10047 | Damoh | Damoh North | Narsingarh | SUHAV | 11 KV Jerath Ag | Kajreti | GAJRAJ WALA | 100 KVA | 1337
10048 | Damoh | Damoh North | Narsingarh | SUHAV | 11 KV Jerath Ag | Kajreti | NATHOLE WALA | 25 KVA | 1342
10049 | Damoh | Damoh North | Narsingarh | SUHAV | 11 KV Jerath Ag | Kajreti | KANKU WALA | 63 KVA | 1346
10050 | Damoh | Damoh North | Narsingarh | SUHAV | 11 KV Jerath Ag | Kajreti | MUKESH | 25 KVA | 1355
10051 | Damoh | Damoh North | Narsingarh | SUHAV | 11 KV Jerath Ag | Rampur | NO DTR | 100 KVA | 1380
10052 | Damoh | Damoh North | Narsingarh | SUHAV | 11 KV Jerath Ag | Rampur | KARAN SING | 25 KVA | 1385
10053 | Damoh | Damoh North | Narsingarh | SUHAV | 11 KV Jerath Ag | Rampur | GOPAL | 25 KVA | 1387
10054 | Damoh | Damoh North | Narsingarh | SUHAV | 11 KV Jerath Ag | Rampur | KHUPPI | 25 KVA | 1390
10055 | Damoh | Damoh North | Narsingarh | SUHAV | 11 KV Jerath Ag | Rampur | VIR SINGH | 25 KVA | 1394
10056 | Damoh | Damoh North | Narsingarh | SUHAV | 11 KV Jerath Ag | Rampur | NHAN SINGH | 25 KVA | 1399
10057 | Damoh | Damoh North | Narsingarh | SUHAV | 11 KV Jerath Ag | Rampur | MAHENDRA | 25 KVA | 1402
10058 | Damoh | Damoh North | Narsingarh | SUHAV | 11 KV Jerath Ag | Kajreti | BHRAT | 25 KVA | 1405
10059 | Damoh | Damoh North | Narsingarh | SUHAV | 11 KV Jerath Ag | Kajreti | MUNNA | 25 KVA | 1407
10060 | Damoh | Damoh North | Narsingarh | SUHAV | 11 KV Jerath Ag | Kajreti | BIHARI | 25 KVA | 1414
10061 | Damoh | Damoh North | Narsingarh | SUHAV | 11 KV Jerath Ag | Kajreti | MUNNI | 25 KVA | 1415
10062 | Damoh | Damoh North | Narsingarh | SUHAV | 11 KV Jerath Ag | Rampur | VIRAN WALA | 25 KVA | 1418
10063 | Damoh | Damoh North | Narsingarh | SUHAV | 11 KV Jerath Ag | Kajreti | BADE BHAI | 25 KVA | 1422
10064 | Damoh | Damoh North | Narsingarh | SUHAV | 11 KV Jerath Ag | Rampur | BIRAN | 25 KVA | 1426
10065 | Damoh | Damoh North | Narsingarh | SUHAV | 11 KV Jerath Ag | Kajreti | RAMKUMAR WALA | 100 KVA | 1429
10066 | Damoh | Damoh North | Narsingarh | SUHAV | 11 KV Jerath Ag | Rampur | RAM DAYAL | 25 KVA | 1440
10067 | Damoh | Damoh North | Narsingarh | SUHAV | 11 KV Jerath Ag | Rampur | GOURI SHANKAR | 25 KVA | 1443
10068 | Damoh | Damoh North | Narsingarh | SUHAV | 11 KV Jerath Ag | Rampur | GORISHANKAR 2 | 25 KVA | 1446
10069 | Damoh | Damoh North | Narsingarh | SUHAV | 11 KV Jerath Ag | Kajreti | NATHOLE WALA | 100 KVA | 1447
10070 | Damoh | Damoh North | Narsingarh | SUHAV | 11 KV Jerath Ag | Kajreti | NATTHU WALA | 25 KVA | 1459
10071 | Damoh | Damoh North | Narsingarh | SUHAV | 11 KV Jerath Ag | Kajreti | MURAT WALA | 25 KVA | 1463
10072 | Damoh | Damoh North | Narsingarh | SUHAV | 11 KV Jerath Ag | Jerat | PAPPU | 100 KVA | 1468
10073 | Damoh | Damoh North | Narsingarh | SUHAV | 11 KV Jerath Ag | Pipariya Chand | MURAT WALA | 25 KVA | 1476
10074 | Damoh | Damoh North | Narsingarh | SUHAV | 11 KV Jerath Ag | Jerat | KOLNI WALA | 63 KVA | 1499
10075 | Damoh | Damoh North | Narsingarh | SUHAV | 11 KV Jerath Ag | Nibora Kalan | LATTU WALA | 100 KVA | 1509
10076 | Damoh | Damoh North | Narsingarh | SUHAV | 11 KV Jerath Ag | Pipariya Chand | SAGEER WALA | 63 KVA | 1512
10077 | Damoh | Damoh North | Narsingarh | SUHAV | 11 KV Jerath Ag | Jerat | NO DTR | 25 KVA | 1519
10078 | Damoh | Damoh North | Narsingarh | SUHAV | 11 KV Suhav AG | Duhav | MADAN WALA | 100 KVA | 1524
10079 | Damoh | Damoh North | Narsingarh | SUHAV | 11 KV Suhav AG | Duhav | DLU WALA | 25 KVA | 1536
10080 | Damoh | Damoh North | Narsingarh | SUHAV | 11 KV Suhav AG | Duhav | VIRENDRA WALA | 25 KVA | 1538
10081 | Damoh | Damoh North | Narsingarh | SUHAV | 11 KV Suhav AG | Duhav | VIJAY WALA | 25 KVA | 1539
10082 | Damoh | Damoh North | Narsingarh | SUHAV | 11 KV Suhav AG | Duhav | HEMU 1 | 63 KVA | 1542
10083 | Damoh | Damoh North | Narsingarh | SUHAV | 11 KV Suhav AG | Duhav | BDC WALA | 25 KVA | 1548
10084 | Damoh | Damoh North | Narsingarh | SUHAV | 11 KV Suhav AG | Duhav | LAXMAN WALA | 25 KVA | 1550
10085 | Damoh | Damoh North | Narsingarh | SUHAV | 11 KV Suhav AG | Duhav | GUDDI WALA | 25 KVA | 1553
10086 | Damoh | Damoh North | Narsingarh | SUHAV | 11 KV Suhav AG | Jerat | LOKENDRA WALA | 25 KVA | 1557
10087 | Damoh | Damoh North | Narsingarh | SUHAV | 11 KV Suhav AG | Jerat | NATTHU WALA | 63 KVA | 1563
10088 | Damoh | Damoh North | Narsingarh | SUHAV | 11 KV Suhav AG | Duhav | DURG WAL | 25 KVA | 1565
10089 | Damoh | Damoh North | Narsingarh | SUHAV | 11 KV Suhav AG | Duhav | DADDU WAL | 63 KVA | 1567
10090 | Damoh | Damoh North | Narsingarh | SUHAV | 11 KV Suhav AG | Suhave | DEVIM 2 | 25 KVA | 1576
10091 | Damoh | Damoh North | Narsingarh | SUHAV | 11 KV Suhav AG | Suhave | VIJAY WAL | 100 KVA | 1579
10092 | Damoh | Damoh North | Narsingarh | SUHAV | 11 KV Suhav AG | Suhave | LOKENDRA | 100 KVA | 1582
10093 | Damoh | Damoh North | Narsingarh | SUHAV | 11 KV Suhav AG | Suhave | LOKENDRA WALA | 25 KVA | 1590
10094 | Damoh | Damoh North | Narsingarh | SUHAV | 11 KV Suhav AG | Suhave | HEMU | 25 KVA | 1593
10095 | Damoh | Damoh North | Narsingarh | SUHAV | 11 KV Suhav AG | Suhave | NIPPU | 25 KVA | 1596
10096 | Damoh | Damoh North | Narsingarh | SUHAV | 11 KV Suhav AG | Suhave | MURAT WALA | 25 KVA | 1600
10097 | Damoh | Damoh North | Narsingarh | SUHAV | 11 KV Suhav AG | Suhave | DURG WALA | 25 KVA | 1609
10098 | Damoh | Damoh North | Narsingarh | SUHAV | 11 KV Suhav AG | Duhav | DEVI WALA | 25 KVA | 1615
10099 | Damoh | Damoh North | Narsingarh | SUHAV | 11 KV Suhav AG | Duhav | COLNI WALA | 100 KVA | 1625
10100 | Damoh | Damoh North | Narsingarh | SUHAV | 11 KV Suhav AG | Karaiya Lakhroni | ASHOK WALA | 25 KVA | 1635
10101 | Damoh | Damoh North | Narsingarh | SUHAV | 11 KV Suhav AG | Karaiya Lakhroni | FOOL SINGH WALA | 25 KVA | 1639
10102 | Damoh | Damoh North | Narsingarh | SUHAV | 11 KV Suhav AG | Karaiya Lakhroni | GURUJI WALA | 25 KVA | 1647
10103 | Damoh | Damoh North | Narsingarh | SUHAV | 11 KV Suhav AG | Karaiya Lakhroni | DIBUA | 25 KVA | 1650
10104 | Damoh | Damoh North | Narsingarh | SUHAV | 11 KV Suhav AG | Karaiya Lakhroni | SUDAMA WALA | 25 KVA | 1656
10105 | Damoh | Damoh North | Narsingarh | SUHAV | 11 KV Suhav AG | Karaiya Lakhroni | SARITA JAIN | 25 KVA | 1661
10106 | Damoh | Damoh North | Narsingarh | SUHAV | 11 KV Suhav AG | Karaiya Lakhroni | BHUWANI WALA | 25 KVA | 1662
10107 | Damoh | Damoh North | Narsingarh | SUHAV | 11 KV Suhav AG | Karaiya Lakhroni | CHOUBE WALA | 25 KVA | 1664
10108 | Damoh | Damoh North | Narsingarh | SUHAV | 11 KV Suhav AG | Karaiya Lakhroni | RATAN SINGH WALA | 25 KVA | 1666
10109 | Damoh | Damoh North | Narsingarh | SUHAV | 11 KV Suhav AG | Karaiya Lakhroni | RAGUBIR | 25 KVA | 1672
10110 | Damoh | Damoh North | Narsingarh | SUHAV | 11 KV Suhav AG | Karaiya Lakhroni | HRI WALA | 63 KVA | 1677
10111 | Damoh | Damoh North | Narsingarh | SUHAV | 11 KV Suhav AG | Duhav | BGATAT SINGH | 25 KVA | 1688
10112 | Damoh | Damoh North | Narsingarh | SUHAV | 11 KV Suhav AG | Duhav | SHOTAM WAL;A | 25 KVA | 1691
10113 | Damoh | Damoh North | Narsingarh | SUHAV | 11 KV Suhav AG | Duhav | PADOSHI | 25 KVA | 1702
10114 | Damoh | Damoh North | Narsingarh | SUHAV | 11 KV Suhav AG | Duhav | DHAN SINGH | 100 KVA | 1705
10115 | Damoh | Damoh North | Narsingarh | SUHAV | 11 KV Suhav AG | Duhav | KAPOORI BAI | 100 KVA | 1710
10116 | Damoh | Damoh North | Narsingarh | SUHAV | 11 KV Suhav AG | Duhav | TALA WALA | 25 KVA | 1721
10117 | Damoh | Damoh North | Narsingarh | SUHAV | 11 KV Suhav AG | Duhav | DALU WALA | 25 KVA | 1731
10118 | Damoh | Damoh North | Narsingarh | SUHAV | 11 KV Suhav AG | Duhav | DWAN SINGH | 100 KVA | 1735
10119 | Damoh | Damoh North | Narsingarh | SUHAV | 11 KV Suhav AG | Barkhera Jaisingh | BHAGAT SDINGH | 25 KVA | 1741
10120 | Damoh | Damoh North | Narsingarh | SUHAV | 11 KV Suhav AG | Barkhera Jaisingh | SHOTAM WAL | 25 KVA | 1744
10121 | Damoh | Damoh North | Narsingarh | SUHAV | 11 KV Suhav AG | Duhav | PADOSI | 25 KVA | 1747
10122 | Damoh | Damoh North | Narsingarh | SUHAV | 11 KV Suhav AG | Duhav | DWAN WLA | 25 KVA | 1748
10123 | Damoh | Damoh North | Narsingarh | SUHAV | 11 KV Suhav AG | Duhav | RATAN WALA | 25 KVA | 1751
10124 | Damoh | Damoh North | Narsingarh | SUHAV | 11 KV Suhav AG | Duhav | ANGAT WALA | 25 KVA | 1752
10125 | Damoh | Damoh North | Narsingarh | SUHAV | 11 KV Suhav AG | Duhav | NARAYAN WALA | 25 KVA | 1753
10126 | Damoh | Damoh North | Narsingarh | SUHAV | 11 KV Suhav AG | Duhav | BHAGT SINGH | 25 KVA | 1756
10127 | Damoh | Damoh North | Narsingarh | SUHAV | 11 KV Suhav AG | Duhav | DEVI 2 | 25 KVA | 1763
10128 | Damoh | Damoh North | Narsingarh | SUHAV | 11 KV Suhav AG | Barkhera Jaisingh | GUDA SARPANCH | 63 KVA | 1768
10129 | Damoh | Damoh North | Narsingarh | SUHAV | 11 KV Suhav AG | Suhave | DEVI WALA | 100 KVA | 1778
10130 | Damoh | Damoh North | Narsingarh | SUHAV | 11 KV Suhav AG | Suhave | SAHU WALA | 100 KVA | 1787
10131 | Damoh | Damoh North | Narsingarh | SUHAV | 11 KV Suhav AG | Suhave | LOKEDRA WALA | 63 KVA | 1799
10132 | Damoh | Damoh North | Narsingarh | SUHAV | 11 KV Suhav AG | Suhave | HAR WALA | 25 KVA | 1812
10133 | Damoh | Damoh North | Narsingarh | SUHAV | 11 KV Suhav AG | Suhave | HAR 2 | 25 KVA | 1814
10134 | Damoh | Damoh North | Narsingarh | SUHAV | 11 KV Suhav AG | Suhave | HAR WALA | 25 KVA | 1819
10135 | Damoh | Damoh North | Narsingarh | SUHAV | 11 KV Suhav AG | Suhave | PRATAP SINGH | 25 KVA | 1825
10136 | Damoh | Damoh North | Narsingarh | SUHAV | 11 KV Suhav AG | Rampur | PREM SINGH | 25 KVA | 1833
10137 | Damoh | Damoh North | Narsingarh | SUHAV | 11 KV Suhav AG | Suhave | PATEL WALA | 100 KVA | 1836
10138 | Damoh | Damoh North | Narsingarh | SUHAV | 11 KV Suhav AG | Suhave | BADE APTEL WALA | 25 KVA | 1847
10139 | Damoh | Damoh North | Narsingarh | SUHAV | 11 KV Suhav AG | Bhainsa Narsinghgarh | DWARKA | 25 KVA | 1856
10140 | Damoh | Damoh North | Narsingarh | SUHAV | 11 KV Suhav AG | Bhainsa Narsinghgarh | KUA WALA | 25 KVA | 1858
10141 | Damoh | Damoh North | Narsingarh | SUHAV | 11 KV Suhav AG | Bhainsa Narsinghgarh | PRATAP WAL;AI | 25 KVA | 1859
10142 | Damoh | Damoh North | Narsingarh | SUHAV | 11 KV Suhav AG | Bhainsa Narsinghgarh | LATTER BARA | 25 KVA | 1863
10143 | Damoh | Damoh North | Narsingarh | SUHAV | 11 KV Suhav AG | Bhainsa Narsinghgarh | RAW SAH | 100 KVA | 1867
10144 | Damoh | Damoh North | Narsingarh | SUHAV | 11 KV Suhav AG | Bhainsa Narsinghgarh | ROOP INGH WAL | 25 KVA | 1871
10145 | Damoh | Damoh North | Narsingarh | SUHAV | 11 KV Suhav AG | Bobai | KUA WALA | 25 KVA | 1880
10146 | Damoh | Damoh North | Narsingarh | SUHAV | 11 KV Suhav AG | Bobai | JOHRI WAL | 100 KVA | 1888
10147 | Damoh | Damoh North | Narsingarh | SUHAV | 11 KV Suhav AG | Bobai | RAW WALA | 100 KVA | 1894
10148 | Damoh | Damoh North | Narsingarh | SUHAV | 11 KV Suhav AG | Bobai | DWARKA | 100 KVA | 1903
10149 | Damoh | Damoh North | Narsingarh | SUHAV | 11 KV Suhav+Jerath Basti DL | Suhave | MANDIR WALA | 25 KVA | 777
10150 | Damoh | Damoh North | Narsingarh | SUHAV | 11 KV Suhav+Jerath Basti DL | Suhave | SARPANCH WALA SUHAV BASTI | 25 KVA | 787
10151 | Damoh | Damoh North | Narsingarh | SUHAV | 11 KV Suhav+Jerath Basti DL | Suhave | BASTI | 63 KVA | 788
10152 | Damoh | Damoh North | Narsingarh | SUHAV | 11 KV Suhav+Jerath Basti DL | Suhave | TOWER WALA | 25 KVA | 800
10153 | Damoh | Damoh North | Narsingarh | SUHAV | 11 KV Suhav+Jerath Basti DL | Suhave | HAR WALA | 25 KVA | 817
10154 | Damoh | Damoh North | Narsingarh | SUHAV | 11 KV Suhav+Jerath Basti DL | Suhave | HARIJAN WALA | 25 KVA | 824
10155 | Damoh | Damoh North | Narsingarh | SUHAV | 11 KV Suhav+Jerath Basti DL | Suhave | BASTI WALA | 100 KVA | 827
10156 | Damoh | Damoh North | Narsingarh | SUHAV | 11 KV Suhav+Jerath Basti DL | Suhave | BASTI WALA 3 | 25 KVA | 831
10157 | Damoh | Damoh North | Narsingarh | SUHAV | 11 KV Suhav+Jerath Basti DL | Duhav | COLONI WALA | 63 KVA | 850
10158 | Damoh | Damoh North | Narsingarh | SUHAV | 11 KV Suhav+Jerath Basti DL | Duhav | BASTI WALA 2 | 25 KVA | 866
10159 | Damoh | Damoh North | Narsingarh | SUHAV | 11 KV Suhav+Jerath Basti DL | Duhav | BASTI 3 | 100 KVA | 867
10160 | Damoh | Damoh North | Narsingarh | SUHAV | 11 KV Suhav+Jerath Basti DL | Duhav | BASTI WALA | 25 KVA | 869
10161 | Damoh | Damoh North | Narsingarh | SUHAV | 11 KV Suhav+Jerath Basti DL | Duhav | BASTI 1 SUHV ROAD | 25 KVA | 878
10162 | Damoh | Damoh North | Narsingarh | SUHAV | 11 KV Suhav+Jerath Basti DL | Jerat | JERATH COLONI | 25 KVA | 933
10163 | Damoh | Damoh North | Narsingarh | SUHAV | 11 KV Suhav+Jerath Basti DL | Jerat | BDC WALA | 100 KVA | 942
10164 | Damoh | Damoh North | Narsingarh | SUHAV | 11 KV Suhav+Jerath Basti DL | Jerat | TOWER WALA | 25 KVA | 944
10165 | Damoh | Damoh North | Narsingarh | SUHAV | 11 KV Suhav+Jerath Basti DL | Pipariya Chand | PULIYA WALA | 100 KVA | 951
10166 | Damoh | Damoh North | Narsingarh | SUHAV | 11 KV Suhav+Jerath Basti DL | Jerat | BADI ATHAI WALA | 63 KVA | 953
10167 | Damoh | Damoh North | Narsingarh | SUHAV | 11 KV Suhav+Jerath Basti DL | Jerat | CHAKKI WALAL | 25 KVA | 955
10168 | Damoh | Damoh North | Narsingarh | SUHAV | 11 KV Suhav+Jerath Basti DL | Pipariya Chand | BASTI 7 | 25 KVA | 961
10169 | Damoh | Damoh North | Narsingarh | SUHAV | 11 KV Suhav+Jerath Basti DL | Jerat | BASTI 6 | 25 KVA | 963
10170 | Damoh | Damoh North | Narsingarh | SUHAV | 11 KV Suhav+Jerath Basti DL | Pipariya Chand | BASTI 8 | 25 KVA | 967
10171 | Damoh | Damoh North | Narsingarh | SUHAV | 11 KV Suhav+Jerath Basti DL | Pipariya Chand | BASTI 7 | 25 KVA | 968
10172 | Damoh | Damoh North | Narsingarh | SUHAV | 11 KV Suhav+Jerath Basti DL | Pipariya Chand | BASTI9 | 63 KVA | 975
10173 | Damoh | Damoh North | Narsingarh | SUHAV | 11 KV Suhav+Jerath Basti DL | Pipariya Chand | BASTI 10 | 25 KVA | 977
10174 | Damoh | Damoh North | Narsingarh | SUHAV | 11 KV Suhav+Jerath Basti DL | Jerat | BASTI 11 | 100 KVA | 979
10175 | Damoh | Damoh North | Narsingarh | SUHAV | 11 KV Suhav+Jerath Basti DL | Kajreti | BASTI WALA | 63 KVA | 1034
10176 | Damoh | Damoh North | Narsingarh | SUHAV | 11 KV Suhav+Jerath Basti DL | Kajreti | BASTI WALA | 25 KVA | 1036
10177 | Damoh | Damoh North | Narsingarh | SUHAV | 11 KV Suhav+Jerath Basti DL | Kajreti | BASTI WALA | 25 KVA | 1037
10178 | Damoh | Damoh North | Narsingarh | SUHAV | 11 KV Suhav+Jerath Basti DL | Kajreti | DATUA HAAR WALA | 63 KVA | 1061
10179 | Damoh | Damoh North | Narsingarh | SUHAV | 11 KV Suhav+Jerath Basti DL | Tirmuda | BASTI WALA | 100 KVA | 1069
10180 | Damoh | Damoh North | Narsingarh | SUHAV | 11 KV Suhav+Jerath Basti DL | Jerat | SARASVATI SCHOOL SHISHU MANDIR | 63 KVA | 1073
10181 | Damoh | Damoh North | Narsingarh | SUHAV | 11 KV Suhav+Jerath Basti DL | Jerat | PHE PANI KI TANKI | 25 KVA | 1075
10182 | Damoh | Damoh North | Narsingarh | SUHAV | 11 KV Suhav+Jerath Basti DL | Jerat | BASTI3 | 63 KVA | 1076
10183 | Damoh | Damoh North | Narsingarh | SUHAV | 11 KV Suhav+Jerath Basti DL | Jerat | BASTI 2 | 25 KVA | 1080
10184 | Damoh | Damoh North | Narsingarh | SUHAV | 11 KV Suhav+Jerath Basti DL | Jerat | BASTI 1 | 25 KVA | 1082
10185 | Damoh | Damoh North | Patera | KUNDALPUR | 11 KV KUNDALPUR KSHETRA DL | Rewjha Madho | KUNDALPUR BADE BABA | 200 KVA | 53
10186 | Damoh | Damoh North | Patera | KUNDALPUR | 11 KV KUNDALPUR KSHETRA DL | Rewjha Madho | KUNDALPUR BARSHA YOUG 2 | 100 KVA | 36
10187 | Damoh | Damoh North | Patera | KUNDALPUR | 11 KV KUNDALPUR KSHETRA DL | Rewjha Madho | KUNDALPUR BARSHA YOUG | 200 KVA | 35
10188 | Damoh | Damoh North | Patera | KUNDALPUR | 11 KV KUNDALPUR KSHETRA DL | Rewjha Madho | KUNDALPUR CUTTER SET 2 | 200 KVA | 33
10189 | Damoh | Damoh North | Patera | KUNDALPUR | 11 KV KUNDALPUR KSHETRA DL | Rewjha Madho | KUNDALPUR CUTTER SET 1 | 200 KVA | 32
10190 | Damoh | Damoh North | Patera | KUNDALPUR | 11 KV KUNDALPUR KSHETRA DL | Rewjha Madho | KUNDALPUR SAMUDAYAK BHAVAN | 200 KVA | 55
10191 | Damoh | Damoh North | Patera | KUNDALPUR | 11 KV FATEHPUR DL | Mahguwan Patera | MADIYA TIKET (ROAD WALA) | 100 KVA | 218
10192 | Damoh | Damoh North | Patera | KUNDALPUR | 11 KV FATEHPUR DL | Tirgarh | BILGUWA (HIGH SCHOOL) | 25 KVA | 215
10193 | Damoh | Damoh North | Patera | KUNDALPUR | 11 KV FATEHPUR DL | Tirgarh | BILGUWA (KUMHAR) | 25 KVA | 209
10194 | Damoh | Damoh North | Patera | KUNDALPUR | 11 KV FATEHPUR DL | Tirgarh | BILGUWA (TALAB) | 63 KVA | 207
10195 | Damoh | Damoh North | Patera | KUNDALPUR | 11 KV FATEHPUR DL | Kundalpur | PALA ARJUNI (KATNI ROAD) | 25 KVA | 200
10196 | Damoh | Damoh North | Patera | KUNDALPUR | 11 KV FATEHPUR DL | Kundalpur | PALAARJUNI (TALAIYA) | 25 KVA | 186
10197 | Damoh | Damoh North | Patera | KUNDALPUR | 11 KV FATEHPUR DL | Singpur Patera | SINGHPUR (GRAM PANCHAYAT BHAVAN) | 25 KVA | 180
10198 | Damoh | Damoh North | Patera | KUNDALPUR | 11 KV FATEHPUR DL | Singpur Patera | SINGHPUR (SCHOOL) | 25 KVA | 170
10199 | Damoh | Damoh North | Patera | KUNDALPUR | 11 KV FATEHPUR DL | Singpur Patera | SINGHPUR (MARGHATA) | 25 KVA | 164
10200 | Damoh | Damoh North | Patera | KUNDALPUR | 11 KV FATEHPUR DL | Tirgarh | BILGUWA (MIDIL SCHOL) | 25 KVA | 88
10201 | Damoh | Damoh North | Patera | KUNDALPUR | 11 KV FATEHPUR DL | Kundalpur | PALA ARJUNI (ROAD PARSU CHAMAR) | 25 KVA | 71
10202 | Damoh | Damoh North | Patera | KUNDALPUR | 11 KV FATEHPUR DL | Mahguwan Patera | MADIYA TIKET (JANKI PATEL¦) | 25 KVA | 222
10203 | Damoh | Damoh North | Patera | KUNDALPUR | 11 KV FATEHPUR DL | Mahguwan Patera | MADIYA TIKET WW | 25 KVA | 224
10204 | Damoh | Damoh North | Patera | KUNDALPUR | 11 KV FATEHPUR DL | Mahguwan Patera | MADIYA TIKET (SCHOOL) | 25 KVA | 229
10205 | Damoh | Damoh North | Patera | KUNDALPUR | 11 KV FATEHPUR DL | Mahguwan Patera | MADIYA TIKET (BASTI) | 25 KVA | 231
10206 | Damoh | Damoh North | Patera | KUNDALPUR | 11 KV FATEHPUR DL | Mahguwan Patera | MADIYA TIKET (MARGHATA) | 63 KVA | 233
10207 | Damoh | Damoh North | Patera | KUNDALPUR | 11 KV FATEHPUR DL | NO VILLAGE FOUND | SAGONI UPADHYAY BASTI | 63 KVA | 248
10208 | Damoh | Damoh North | Patera | KUNDALPUR | 11 KV FATEHPUR DL | NO VILLAGE FOUND | SAGONI UPADHYAY JIO TOWER | 25 KVA | 251
10209 | Damoh | Damoh North | Patera | KUNDALPUR | 11 KV FATEHPUR DL | NO VILLAGE FOUND | BICCHIYA WW 1 | 25 KVA | 260
10210 | Damoh | Damoh North | Patera | KUNDALPUR | 11 KV FATEHPUR DL | NO VILLAGE FOUND | BICHHIYA WW2 | 25 KVA | 261
10211 | Damoh | Damoh North | Patera | KUNDALPUR | 11 KV FATEHPUR DL | NO VILLAGE FOUND | BICHHIYA HAR | 63 KVA | 264
10212 | Damoh | Damoh North | Patera | KUNDALPUR | 11 KV FATEHPUR DL | NO VILLAGE FOUND | BICHHIYA BASTI | 25 KVA | 265
10213 | Damoh | Damoh North | Patera | KUNDALPUR | 11 KV FATEHPUR DL | NO VILLAGE FOUND | DTR NOT TAGGED | 25 KVA | 276
10214 | Damoh | Damoh North | Patera | KUNDALPUR | 11 KV FATEHPUR DL | NO VILLAGE FOUND | DTR NOT TAGGED | 25 KVA | 279
10215 | Damoh | Damoh North | Patera | KUNDALPUR | 11 KV FATEHPUR DL | NO VILLAGE FOUND | DTR NOT TAGGED | 25 KVA | 288
10216 | Damoh | Damoh North | Patera | KUNDALPUR | 11 KV FATEHPUR DL | NO VILLAGE FOUND | DTR NOT TAGGED | 25 KVA | 297
10217 | Damoh | Damoh North | Patera | KUNDALPUR | 11 KV FATEHPUR DL | NO VILLAGE FOUND | DTR NOT TAGGED | 25 KVA | 301
10218 | Damoh | Damoh North | Patera | KUNDALPUR | 11 KV FATEHPUR DL | NO VILLAGE FOUND | DTR NOT TAGGED | 25 KVA | 304
10219 | Damoh | Damoh North | Patera | KUNDALPUR | 11 KV FATEHPUR DL | NO VILLAGE FOUND | DTR NOT TAGGED | 25 KVA | 307
10220 | Damoh | Damoh North | Patera | KUNDALPUR | 11 KV FATEHPUR DL | NO VILLAGE FOUND | DTR NOT TAGGED | 25 KVA | 308
10221 | Damoh | Damoh North | Patera | KUNDALPUR | 11 KV FATEHPUR DL | NO VILLAGE FOUND | DTR NOT TAGGED | 25 KVA | 320
10222 | Damoh | Damoh North | Patera | KUNDALPUR | 11 KV FATEHPUR DL | NO VILLAGE FOUND | DTR NOT TAGGED | 25 KVA | 323
10223 | Damoh | Damoh North | Patera | KUNDALPUR | 11 KV FATEHPUR DL | NO VILLAGE FOUND | DTR NOT TAGGED | 25 KVA | 324
10224 | Damoh | Damoh North | Patera | KUNDALPUR | 11 KV FATEHPUR DL | NO VILLAGE FOUND | DTR NOT TAGGED | 25 KVA | 325
10225 | Damoh | Damoh North | Patera | KUNDALPUR | 11 KV FATEHPUR DL | NO VILLAGE FOUND | DTR NOT TAGGED | 25 KVA | 329
10226 | Damoh | Damoh North | Patera | KUNDALPUR | 11 KV FATEHPUR DL | NO VILLAGE FOUND | DTR NOT TAGGED | 25 KVA | 331
10227 | Damoh | Damoh North | Patera | KUNDALPUR | 11 KV FATEHPUR DL | NO VILLAGE FOUND | DTR NOT TAGGED | 63 KVA | 333
10228 | Damoh | Damoh North | Patera | KUNDALPUR | 11 KV FATEHPUR DL | NO VILLAGE FOUND | DTR NOT TAGGED | 25 KVA | 334
10229 | Damoh | Damoh North | Patera | KUNDALPUR | 11 KV FATEHPUR DL | NO VILLAGE FOUND | DTR NOT TAGGED | 25 KVA | 335
10230 | Damoh | Damoh North | Patera | KUNDALPUR | 11 KV FATEHPUR DL | NO VILLAGE FOUND | DTR NOT TAGGED | 25 KVA | 336
10231 | Damoh | Damoh North | Patera | KUNDALPUR | 11 KV FATEHPUR DL | NO VILLAGE FOUND | DTR NOT TAGGED | 25 KVA | 338
10232 | Damoh | Damoh North | Patera | KUNDALPUR | 11 KV FATEHPUR DL | NO VILLAGE FOUND | DTR NOT TAGGED | 25 KVA | 339
10233 | Damoh | Damoh North | Patera | KUNDALPUR | 11 KV FATEHPUR DL | NO VILLAGE FOUND | DTR NOT TAGGED | 25 KVA | 340
10234 | Damoh | Damoh North | Patera | KUNDALPUR | 11 KV FATEHPUR DL | NO VILLAGE FOUND | DTR NOT TAGGED | 25 KVA | 343
10235 | Damoh | Damoh North | Patera | KUNDALPUR | 11 KV FATEHPUR DL | NO VILLAGE FOUND | DTR NOT TAGGED | 25 KVA | 359
10236 | Damoh | Damoh North | Patera | KUNDALPUR | 11 KV FATEHPUR DL | NO VILLAGE FOUND | DTR NOT TAGGED | 25 KVA | 366
10237 | Damoh | Damoh North | Patera | KUNDALPUR | 11 KV FATEHPUR DL | NO VILLAGE FOUND | DTR NOT TAGGED | 25 KVA | 372
10238 | Damoh | Damoh North | Patera | KUNDALPUR | 11 KV FATEHPUR DL | NO VILLAGE FOUND | DTR NOT TAGGED | 25 KVA | 393
10239 | Damoh | Damoh North | Patera | KUNDALPUR | 11 KV FATEHPUR DL | NO VILLAGE FOUND | DTR NOT TAGGED | 63 KVA | 399
10240 | Damoh | Damoh North | Patera | KUNDALPUR | 11 KV PATERA DL | Rewjha Madho | PATERA ROAD | 25 KVA | 51
10241 | Damoh | Damoh North | Patera | KUNDALPUR | 11 KV PATERA DL | Rewjha Madho | KUNDALPUR HAAR | 25 KVA | 34
10242 | Damoh | Damoh North | Patera | KUNDALPUR | 11 KV PATERA DL | Rewjha Madho | PATERA TAPARIYA HAAR | 63 KVA | 27
10243 | Damoh | Damoh North | Patera | KUNDALPUR | 11 KV PATERA DL | Rewjha Madho | KUNDALPUR (RAMKUSHUN PATEL) | 25 KVA | 10
10244 | Damoh | Damoh North | Patera | KUNDALPUR | 11 KV PATERA DL | Rewjha Madho | KUNDALPUR (KUDUWA PATEL) | 25 KVA | 6
10245 | Damoh | Damoh North | Patera | KUNDALPUR | 11 KV PATERA DL | Rewjha Madho | KUNDALPUR CHETRA ROAD | 63 KVA | 61
10246 | Damoh | Damoh North | Patera | KUNDALPUR | 11 KV PATERA DL | Rewjha Madho | KUNDALPUR (JHUNNI PATEL) | 25 KVA | 66
10247 | Damoh | Damoh North | Patera | KUNDALPUR | 11 KV PATERA DL | Kundalpur | KUNDALPUR (LAKHAN GOUND) | 25 KVA | 70
10248 | Damoh | Damoh North | Patera | KUNDALPUR | 11 KV PATERA DL | Rewjha Madho | KUNDALPUR (MUHAAR HAAR) | 100 KVA | 75
10249 | Damoh | Damoh North | Patera | KUNDALPUR | 11 KV PATERA DL | Rewjha Madho | KUNDALPUR SOSAYETI | 200 KVA | 77
10250 | Damoh | Damoh North | Patera | KUNDALPUR | 11 KV PATERA DL | Rewjha Madho | KUNDALPUR SOSAYETI KE PASS | 100 KVA | 78
10251 | Damoh | Damoh North | Patera | KUNDALPUR | 11 KV PATERA DL | Rewjha Madho | KUNDALPUR (BAS STAND) | 100 KVA | 87
10252 | Damoh | Damoh North | Patera | KUNDALPUR | 11 KV PATERA DL | Rewjha Madho | KUNDALPUR (AAGANBADI) | 25 KVA | 88
10253 | Damoh | Damoh North | Patera | KUNDALPUR | 11 KV PATERA DL | Rewjha Madho | KUNDALPUR (AIRTEL TOWER) | 25 KVA | 89
10254 | Damoh | Damoh North | Patera | KUNDALPUR | 11 KV PATERA DL | Rewjha Madho | KUNDALPUR (JIO TOWER) | 63 KVA | 92
10255 | Damoh | Damoh North | Patera | KUNDALPUR | 11 KV PATERA DL | Rewjha Madho | KUNDALPUR (RAMLAL PATEL) | 25 KVA | 93
10256 | Damoh | Damoh North | Patera | KUNDALPUR | 11 KV PATERA DL | Rewjha Madho | KUNDALPUR (KANCHEDI PATEL ROAD) | 25 KVA | 101
10257 | Damoh | Damoh North | Patera | KUNDALPUR | 11 KV PATERA DL | Rewjha Madho | KUNDALPUR (CHAKKI WALA) | 25 KVA | 106
10258 | Damoh | Damoh North | Patera | KUNDALPUR | 11 KV PATERA DL | Rewjha Madho | KUNDALPUR (BAREYAL WALA) | 25 KVA | 114
10259 | Damoh | Damoh North | Patera | KUNDALPUR | 11 KV PATERA DL | Rewjha Madho | KUNDALPUR (RUKMANI MANDIR) | 25 KVA | 116
10260 | Damoh | Damoh North | Patera | KUNDALPUR | 11 KV PATERA DL | Rewjha Madho | KUNDALPUR (CHIMMA PATEL) | 25 KVA | 124
10261 | Damoh | Damoh North | Patera | KUNDALPUR | 11 KV PATERA DL | Rewjha Madho | KUNDALPUR (LATORA KACHHI) | 25 KVA | 128
10262 | Damoh | Damoh North | Patera | KUNDALPUR | 11 KV PATERA DL | Rewjha Madho | KUNDALPUR (SCHOOL) | 25 KVA | 129
10263 | Damoh | Damoh North | Patera | KUNDALPUR | 11 KV PATERA DL | Rewjha Madho | KUNDALPUR (HIGH SCHOOL) | 25 KVA | 134
10264 | Damoh | Damoh North | Patera | KUNDALPUR | 11 KV PATERA DL | Kundalpur | KUNDALPUR (KUDDU MASAB) | 25 KVA | 137
10265 | Damoh | Damoh North | Patera | KUNDALPUR | 11 KV PATERA DL | Rewjha Madho | KUNDALPUR (MADAN MALI) | 25 KVA | 139
10266 | Damoh | Damoh North | Patera | KUNDALPUR | 11 KV PATERA DL | Rewjha Madho | KUNDALPUR (SEN WALA) | 25 KVA | 141
10267 | Damoh | Damoh South | Damoh Res | JABALPUR NAKA | 11 KV RAJNAGAR WW | Chopra Khurd (OG) | BAIBIL COLLEG AMCHOPRA | 100 KVA | 82
10268 | Damoh | Damoh South | Damoh Res | JABALPUR NAKA | 11 KV RAJNAGAR WW | Chopra Ryt (OG) | POLITECNIC COLLEG 2 AAMCHOPRA | 63 KVA | 23
10269 | Damoh | Damoh South | Damoh Res | JABALPUR NAKA | 11 KV RAJNAGAR WW | Chopra Ryt (OG) | GARLS HOSTAL AAMCHOPRA | 63 KVA | 26
10270 | Damoh | Damoh South | Damoh Res | JABALPUR NAKA | 11 KV RAJNAGAR WW | Chopra Ryt (OG) | POLITECNIC COLLEG AAMCHOPRA | 200 KVA | 18
10271 | Damoh | Damoh South | Damoh Res | JABALPUR NAKA | 11 KV RAJNAGAR WW | Chopra Khurd (OG) | SAVITRY WALA AMCHOPRA | 100 KVA | 9
10272 | Damoh | Damoh South | Damoh Town | JABALPUR NAKA | 11 KV T-1 | NO VILLAGE FOUND | SHRIVASTAVA COLONY NEAR VYAS JI | 100 KVA | 271
10273 | Damoh | Damoh South | Damoh Town | JABALPUR NAKA | 11 KV T-1 | NO VILLAGE FOUND | VAISHALI NAGAR | 100 KVA | 270
10274 | Damoh | Damoh South | Damoh Town | JABALPUR NAKA | 11 KV T-1 | NO VILLAGE FOUND | POLICE CONTROL ROOM | 200 KVA | 269
10275 | Damoh | Damoh South | Damoh Town | JABALPUR NAKA | 11 KV T-1 | NO VILLAGE FOUND | KAMADHENU COLONY /200KVA | 315 KVA | 267
10276 | Damoh | Damoh South | Damoh Town | JABALPUR NAKA | 11 KV T-1 | NO VILLAGE FOUND | KAMADHENU COLONY /200KVA (2) | 25 KVA | 266
10277 | Damoh | Damoh South | Damoh Town | JABALPUR NAKA | 11 KV T-1 | NO VILLAGE FOUND | KAMADHENU COLONY /200KVA(3) | 25 KVA | 265
10278 | Damoh | Damoh South | Damoh Town | JABALPUR NAKA | 11 KV T-1 | NO VILLAGE FOUND | VARDHAMAN COLONY 315KVA(1) | 63 KVA | 262
10279 | Damoh | Damoh South | Damoh Town | JABALPUR NAKA | 11 KV T-1 | NO VILLAGE FOUND | VARDHAMAN COLONY 315KVA(2) | 200 KVA | 260
10280 | Damoh | Damoh South | Damoh Town | JABALPUR NAKA | 11 KV T-1 | NO VILLAGE FOUND | SHIVNAGAR COLONY 200 KVA(4) | 200 KVA | 259
10281 | Damoh | Damoh South | Damoh Town | JABALPUR NAKA | 11 KV T-1 | NO VILLAGE FOUND | SHIVNAGAR COLONY 200 KVA(3) | 315 KVA | 258
10282 | Damoh | Damoh South | Damoh Town | JABALPUR NAKA | 11 KV T-1 | NO VILLAGE FOUND | SHIVNAGAR COLONY 200 KVA(3) | 200 KVA | 257
10283 | Damoh | Damoh South | Damoh Town | JABALPUR NAKA | 11 KV T-1 | NO VILLAGE FOUND | SHIVNAGAR COLONY 200 KVA(2) | 200 KVA | 253
10284 | Damoh | Damoh South | Damoh Town | JABALPUR NAKA | 11 KV T-1 | NO VILLAGE FOUND | SHIVNAGAR COLONY 200 KVA(1) | 200 KVA | 252
10285 | Damoh | Damoh South | Damoh Town | JABALPUR NAKA | 11 KV T-1 | NO VILLAGE FOUND | SHIVNAGAR COLONY 315 KVA(1) | 200 KVA | 249
10286 | Damoh | Damoh South | Damoh Town | JABALPUR NAKA | 11 KV T-1 | NO VILLAGE FOUND | KAMDHENU COLONY 1 | 100 KVA | 243
10287 | Damoh | Damoh South | Damoh Town | JABALPUR NAKA | 11 KV T-1 | NO VILLAGE FOUND | KAMDHENU COLONY 2 | 200 KVA | 242
10288 | Damoh | Damoh South | Damoh Town | JABALPUR NAKA | 11 KV T-1 | NO VILLAGE FOUND | VARDHMAN COLONY | 200 KVA | 231
10289 | Damoh | Damoh South | Damoh Town | JABALPUR NAKA | 11 KV T-1 | NO VILLAGE FOUND | VARDHMAN COLONY | 200 KVA | 230
10290 | Damoh | Damoh South | Damoh Town | JABALPUR NAKA | 11 KV T-1 | NO VILLAGE FOUND | BAGGAJI 2 | 200 KVA | 227
10291 | Damoh | Damoh South | Damoh Town | JABALPUR NAKA | 11 KV T-1 | NO VILLAGE FOUND | BAGGAJI 1 | 100 KVA | 225
10292 | Damoh | Damoh South | Damoh Town | JABALPUR NAKA | 11 KV T-1 | NO VILLAGE FOUND | BAGGAJI 2 | 200 KVA | 226
10293 | Damoh | Damoh South | Damoh Town | JABALPUR NAKA | 11 KV T-1 | NO VILLAGE FOUND | POLICE OFFICER COLONY | 200 KVA | 222
10294 | Damoh | Damoh South | Damoh Town | JABALPUR NAKA | 11 KV T-1 | NO VILLAGE FOUND | POLICE MULTI QTR 1 | 200 KVA | 215
10295 | Damoh | Damoh South | Damoh Town | JABALPUR NAKA | 11 KV T-1 | NO VILLAGE FOUND | POLICE MULTI QTR 2 | 200 KVA | 216
10296 | Damoh | Damoh South | Damoh Town | JABALPUR NAKA | 11 KV T-1 | NO VILLAGE FOUND | SINCHAI COLONY | 100 KVA | 209
10297 | Damoh | Damoh South | Damoh Town | JABALPUR NAKA | 11 KV T-1 | Pipariya Nayak | OLD HOUSING BOARD MACHLI PALAN | 200 KVA | 190
10298 | Damoh | Damoh South | Damoh Town | JABALPUR NAKA | 11 KV T-1 | Pipariya Nayak | OLD HOUSING BOARD | 200 KVA | 188
10299 | Damoh | Damoh South | Damoh Town | JABALPUR NAKA | 11 KV T-1 | Pipariya Nayak | ACME TELECOM SALOMAN | 63 KVA | 185
10300 | Damoh | Damoh South | Damoh Town | JABALPUR NAKA | 11 KV T-1 | Pipariya Nayak | RELIANCE TOWAR SALOMAN | 63 KVA | 184
10301 | Damoh | Damoh South | Damoh Town | JABALPUR NAKA | 11 KV T-1 | Pipariya Nayak | HOUSING BOARD KARAMCHARI AVASH 7 | 200 KVA | 176
10302 | Damoh | Damoh South | Damoh Town | JABALPUR NAKA | 11 KV T-1 | Pipariya Nayak | HOUSING BOARD KARAMCHARI AVASH 6 | 200 KVA | 174
10303 | Damoh | Damoh South | Damoh Town | JABALPUR NAKA | 11 KV T-1 | Pipariya Nayak | HOUSING BOARD KARAMCHARI AVASH 5 | 200 KVA | 173
10304 | Damoh | Damoh South | Damoh Town | JABALPUR NAKA | 11 KV T-1 | Pipariya Nayak | HOUSING BOARD KARAMCHARI AVASH | 200 KVA | 170
10305 | Damoh | Damoh South | Damoh Town | JABALPUR NAKA | 11 KV T-1 | Pipariya Nayak | HOUSING BOARD KARAMCHARI AVASH2 | 200 KVA | 169
10306 | Damoh | Damoh South | Damoh Town | JABALPUR NAKA | 11 KV T-1 | Pipariya Nayak | HOUSING BOARD KARAMCHARI AVASH 4 | 200 KVA | 165
10307 | Damoh | Damoh South | Damoh Town | JABALPUR NAKA | 11 KV T-1 | Pipariya Nayak | HOUSING BOARD KARAMCHARI AVASH 3 | 200 KVA | 164
10308 | Damoh | Damoh South | Damoh Town | JABALPUR NAKA | 11 KV T-1 | Pipariya Nayak | SPM NAGAR | 100 KVA | 159
10309 | Damoh | Damoh South | Damoh Town | JABALPUR NAKA | 11 KV T-1 | Pipariya Nayak | SPM NAGAR | 100 KVA | 157
10310 | Damoh | Damoh South | Damoh Town | JABALPUR NAKA | 11 KV T-1 | Pipariya Nayak | SPM NAGAR | 100 KVA | 152
10311 | Damoh | Damoh South | Damoh Town | JABALPUR NAKA | 11 KV T-1 | Pipariya Nayak | SPM NAGAR PARED GRAUND | 100 KVA | 147
10312 | Damoh | Damoh South | Damoh Town | JABALPUR NAKA | 11 KV T-1 | Pipariya Nayak | SPM NAGAR MARKET | 100 KVA | 145
10313 | Damoh | Damoh South | Damoh Town | JABALPUR NAKA | 11 KV T-1 | Pipariya Nayak | HOME GAURD GRAOUND KE SAMNE | 100 KVA | 138
10314 | Damoh | Damoh South | Damoh Town | JABALPUR NAKA | 11 KV T-1 | Pipariya Nayak | NEW POLICE COLONY | 100 KVA | 135
10315 | Damoh | Damoh South | Damoh Town | JABALPUR NAKA | 11 KV T-1 | Pipariya Nayak | SALOMAN BANGLA | 200 KVA | 125
10316 | Damoh | Damoh South | Damoh Town | JABALPUR NAKA | 11 KV T-1 | Pipariya Nayak | COLLECTORATE GATE | 100 KVA | 119
10317 | Damoh | Damoh South | Damoh Town | JABALPUR NAKA | 11 KV T-1 | Pipariya Nayak | VIVEKANAND NAGAR 14 | 200 KVA | 115
10318 | Damoh | Damoh South | Damoh Town | JABALPUR NAKA | 11 KV T-1 | Ladan Bag | POLICECOLONY VAISHALI | 100 KVA | 106
10319 | Damoh | Damoh South | Damoh Town | JABALPUR NAKA | 11 KV T-1 | Ladan Bag | POLICE COLONY VAISHALI | 100 KVA | 102
10320 | Damoh | Damoh South | Damoh Town | JABALPUR NAKA | 11 KV T-1 | Ladan Bag | POLICE COLONY VAISHALI | 100 KVA | 101
10321 | Damoh | Damoh South | Damoh Town | JABALPUR NAKA | 11 KV T-1 | Ladan Bag | POLICE COLONY VAISHALI | 100 KVA | 100
10322 | Damoh | Damoh South | Damoh Town | JABALPUR NAKA | 11 KV T-1 | Ladan Bag | POLICE ADDISIONAL BILDING | 100 KVA | 95
10323 | Damoh | Damoh South | Damoh Town | JABALPUR NAKA | 11 KV T-1 | Ladan Bag | VYAS DTR | 200 KVA | 93
10324 | Damoh | Damoh South | Damoh Town | JABALPUR NAKA | 11 KV T-1 | Ladan Bag | SHYAM NAGAR 2 | 200 KVA | 91
10325 | Damoh | Damoh South | Damoh Town | JABALPUR NAKA | 11 KV T-1 | Ladan Bag | SHYAM NAGAR 5 | 200 KVA | 92
10326 | Damoh | Damoh South | Damoh Town | JABALPUR NAKA | 11 KV T-1 | Ladan Bag | SHYAM NAGAR 4 | 200 KVA | 90
10327 | Damoh | Damoh South | Damoh Town | JABALPUR NAKA | 11 KV T-1 | Ladan Bag | SHAYAM NAGAR1 | 200 KVA | 89
10328 | Damoh | Damoh South | Damoh Town | JABALPUR NAKA | 11 KV T-1 | Ladan Bag | VYAS JI BALA | 63 KVA | 87
10329 | Damoh | Damoh South | Damoh Town | JABALPUR NAKA | 11 KV T-1 | Ladan Bag | SHRIVASTAVA COLONY | 100 KVA | 82
10330 | Damoh | Damoh South | Damoh Town | JABALPUR NAKA | 11 KV T-1 | Ladan Bag | RELIANCE TOWAR | 100 KVA | 77
10331 | Damoh | Damoh South | Damoh Town | JABALPUR NAKA | 11 KV T-1 | Ladan Bag | BUNDELA BABA | 100 KVA | 80
10332 | Damoh | Damoh South | Damoh Town | JABALPUR NAKA | 11 KV T-1 | Ladan Bag | VAISHALI NAGAR GATE KE PASS | 200 KVA | 74
10333 | Damoh | Damoh South | Damoh Town | JABALPUR NAKA | 11 KV T-1 | Ladan Bag | VAISHALI NAGAR | 100 KVA | 72
10334 | Damoh | Damoh South | Damoh Town | JABALPUR NAKA | 11 KV T-1 | Ladan Bag | VAISHALI NAGAR | 100 KVA | 67
10335 | Damoh | Damoh South | Damoh Town | JABALPUR NAKA | 11 KV T-1 | Ladan Bag | VAISHALI NAGAR | 100 KVA | 60
10336 | Damoh | Damoh South | Damoh Town | JABALPUR NAKA | 11 KV T-1 | Ladan Bag | VAISHALI NAGAR | 100 KVA | 59
10337 | Damoh | Damoh South | Damoh Town | JABALPUR NAKA | 11 KV T-1 | Ladan Bag | VAISHALI NAGAR | 200 KVA | 56
10338 | Damoh | Damoh South | Damoh Town | JABALPUR NAKA | 11 KV T-1 | Ladan Bag | TATA INFOTEL TOWAR | 25 KVA | 42
10339 | Damoh | Damoh South | Damoh Town | JABALPUR NAKA | 11 KV T-1 | Ladan Bag | IDEA TOWER | 25 KVA | 41
10340 | Damoh | Damoh South | Damoh Town | JABALPUR NAKA | 11 KV T-1 | Ladan Bag | AIRTEL TOWER | 100 KVA | 38
10341 | Damoh | Damoh South | Damoh Town | JABALPUR NAKA | 11 KV T-1 | Ladan Bag | SHIV NAGAR | 200 KVA | 35
10342 | Damoh | Damoh South | Damoh Town | JABALPUR NAKA | 11 KV T-1 | Pipariya Nayak | IN FRONT OF POLICE CONTROL ROOM | 100 KVA | 27
10343 | Damoh | Damoh South | Damoh Town | JABALPUR NAKA | 11 KV T-1 | Pipariya Nayak | NEW POLICE COLOY | 100 KVA | 24
10344 | Damoh | Damoh South | Damoh Town | JABALPUR NAKA | 11 KV T-1 | Pipariya Nayak | NEW POLICE COLONY | 100 KVA | 22
10345 | Damoh | Damoh South | Damoh Town | JABALPUR NAKA | 11 KV T-1 | Pipariya Nayak | DRDA KE SAMNE | 100 KVA | 16
10346 | Damoh | Damoh South | Damoh Town | JABALPUR NAKA | 11 KV T-1 | Pipariya Nayak | MPEB OFFICE | 100 KVA | 12
10347 | Damoh | Damoh South | Damoh Town | JABALPUR NAKA | 11 KV T-2 | Rastoriya | GADHI KHANA | 200 KVA | 144
10348 | Damoh | Damoh South | Damoh Town | JABALPUR NAKA | 11 KV T-2 | Rastoriya | UMA MISHRI KI TALAIYA | 200 KVA | 134
10349 | Damoh | Damoh South | Damoh Town | JABALPUR NAKA | 11 KV T-2 | Rastoriya | BINDAN CHOURAHA | 200 KVA | 133
10350 | Damoh | Damoh South | Damoh Town | JABALPUR NAKA | 11 KV T-2 | Rastoriya | PATHAK XREY | 200 KVA | 131
10351 | Damoh | Damoh South | Damoh Town | JABALPUR NAKA | 11 KV T-2 | Rastoriya | SHAKTI BHANDAR | 200 KVA | 130
10352 | Damoh | Damoh South | Damoh Town | JABALPUR NAKA | 11 KV T-2 | Rastoriya | RILAINCE JIO | 100 KVA | 127
10353 | Damoh | Damoh South | Damoh Town | JABALPUR NAKA | 11 KV T-2 | Rastoriya | OLD NAGAR PALIKA | 200 KVA | 119
10354 | Damoh | Damoh South | Damoh Town | JABALPUR NAKA | 11 KV T-2 | Hirdepur (CT) | HOSPITAL KE ANDER | 100 KVA | 115
10355 | Damoh | Damoh South | Damoh Town | JABALPUR NAKA | 11 KV T-2 | Hirdepur (CT) | KANHAIYA PETROL PUMP | 200 KVA | 112
10356 | Damoh | Damoh South | Damoh Town | JABALPUR NAKA | 11 KV T-2 | Hirdepur (CT) | MEET MARKET | 200 KVA | 111
10357 | Damoh | Damoh South | Damoh Town | JABALPUR NAKA | 11 KV T-2 | Hirdepur (CT) | MANAS BHAVAN | 200 KVA | 105
10358 | Damoh | Damoh South | Damoh Town | JABALPUR NAKA | 11 KV T-2 | Hirdepur (CT) | MOHAN TAKIJ | 100 KVA | 104
10359 | Damoh | Damoh South | Damoh Town | JABALPUR NAKA | 11 KV T-2 | Hirdepur (CT) | INDIRA COLONY | 200 KVA | 99
10360 | Damoh | Damoh South | Damoh Town | JABALPUR NAKA | 11 KV T-2 | Hirdepur (CT) | JAISWAL QTR | 200 KVA | 92
10361 | Damoh | Damoh South | Damoh Town | JABALPUR NAKA | 11 KV T-2 | Hirdepur (CT) | SHIVA JI SCHOOL | 200 KVA | 87
10362 | Damoh | Damoh South | Damoh Town | JABALPUR NAKA | 11 KV T-2 | Hirdepur (CT) | KOTWALI CHOURAHA | 100 KVA | 83
10363 | Damoh | Damoh South | Damoh Town | JABALPUR NAKA | 11 KV T-2 | Hirdepur (CT) | RAMKUMAR SCHOOL | 200 KVA | 78
10364 | Damoh | Damoh South | Damoh Town | JABALPUR NAKA | 11 KV T-2 | Pipariya Nayak | PHE VIBHAG | 100 KVA | 41
10365 | Damoh | Damoh South | Damoh Town | JABALPUR NAKA | 11 KV T-2 | Pipariya Nayak | MANGLAM HOTEL | 100 KVA | 37
10366 | Damoh | Damoh South | Damoh Town | JABALPUR NAKA | 11 KV T-2 | Rastoriya | KANECTER BHAVAN | 100 KVA | 148
10367 | Damoh | Damoh South | Damoh Town | JABALPUR NAKA | 11 KV T-2 | Rastoriya | MINAKSHI MANDIR | 200 KVA | 149
10368 | Damoh | Damoh South | Damoh Town | JABALPUR NAKA | 11 KV T-2 | Rastoriya | BADAPUL 1 | 200 KVA | 151
10369 | Damoh | Damoh South | Damoh Town | JABALPUR NAKA | 11 KV T-2 | Rastoriya | BADAPUL BAGIYA | 200 KVA | 152
10370 | Damoh | Damoh South | Damoh Town | JABALPUR NAKA | 11 KV T-2 | Rastoriya | RADHA BAHU | 200 KVA | 156
10371 | Damoh | Damoh South | Damoh Town | JABALPUR NAKA | 11 KV T-2 | Rastoriya | VEERU RAI | 200 KVA | 161
10372 | Damoh | Damoh South | Damoh Town | JABALPUR NAKA | 11 KV T-2 | NO VILLAGE FOUND | SANJU YADAV HOME | 200 KVA | 164
10373 | Damoh | Damoh South | Damoh Res | JABALPUR NAKA | 11 KV T-8 | Hirdepur (CT) | JATASHANKAR KE PASS | 25 KVA | 70
10374 | Damoh | Damoh South | Damoh Res | JABALPUR NAKA | 11 KV T-8 | Hirdepur (CT) | MANSHPATH | 100 KVA | 67
10375 | Damoh | Damoh South | Damoh Res | JABALPUR NAKA | 11 KV T-8 | Hirdepur (CT) | SAKET DHAM NITIN CHOURASIYA | 63 KVA | 64
10376 | Damoh | Damoh South | Damoh Res | JABALPUR NAKA | 11 KV T-8 | Hirdepur (CT) | SAKET DHAM | 63 KVA | 62
10377 | Damoh | Damoh South | Damoh Res | JABALPUR NAKA | 11 KV T-8 | Hirdepur (CT) | CHINPURA CHAMDA FACTORY | 200 KVA | 55
10378 | Damoh | Damoh South | Damoh Res | JABALPUR NAKA | 11 KV T-8 | Hirdepur (CT) | CHINPURA KE PASS | 200 KVA | 54
10379 | Damoh | Damoh South | Damoh Res | JABALPUR NAKA | 11 KV T-8 | Hirdepur (CT) | TRANING CENTRE KE PASS | 100 KVA | 49
10380 | Damoh | Damoh South | Damoh Res | JABALPUR NAKA | 11 KV T-8 | Hirdepur (CT) | TRANING CENTRE KE PASS | 100 KVA | 48
10381 | Damoh | Damoh South | Damoh Res | JABALPUR NAKA | 11 KV T-8 | Hirdepur (CT) | JATASHAKARBIDICOLONY | 200 KVA | 46
10382 | Damoh | Damoh South | Damoh Res | JABALPUR NAKA | 11 KV T-8 | Hirdepur (CT) | BIDI COLONY TOWAR | 100 KVA | 45
10383 | Damoh | Damoh South | Damoh Res | JABALPUR NAKA | 11 KV T-8 | NO VILLAGE FOUND | BASTI WALA | 100 KVA | 43
10384 | Damoh | Damoh South | Damoh Res | JABALPUR NAKA | 11 KV T-8 | NO VILLAGE FOUND | BASTI WALA | 100 KVA | 40
10385 | Damoh | Damoh South | Damoh Res | JABALPUR NAKA | 11 KV T-8 | Hirdepur (CT) | CHATRAVASH KE PICHE | 63 KVA | 41
10386 | Damoh | Damoh South | Damoh Res | JABALPUR NAKA | 11 KV T-8 | Hirdepur (CT) | CHATRAVASH KE PASS | 100 KVA | 38
10387 | Damoh | Damoh South | Damoh Res | JABALPUR NAKA | 11 KV T-8 | Hirdepur (CT) | KACHRA DP | 200 KVA | 36
10388 | Damoh | Damoh South | Damoh Res | JABALPUR NAKA | 11 KV T-8 | Hirdepur (CT) | KHARE CHAKKI | 100 KVA | 32
10389 | Damoh | Damoh South | Damoh Res | JABALPUR NAKA | 11 KV T-8 | Hirdepur (CT) | RELINCE TOWAR | 25 KVA | 75
10390 | Damoh | Damoh South | Damoh Res | KHIRIA MANDLA | 11 KV KHIRIA MANDLA MIX | NO VILLAGE FOUND | KAMLESH VALA KHERUA | 25 KVA | 2406
10391 | Damoh | Damoh South | Damoh Res | KHIRIA MANDLA | 11 KV KHIRIA MANDLA MIX | NO VILLAGE FOUND | DEVENDRA VALA KHERUA | 25 KVA | 2401
10392 | Damoh | Damoh South | Damoh Res | KHIRIA MANDLA | 11 KV KHIRIA MANDLA MIX | NO VILLAGE FOUND | DHARAM SINGH VALA MARA | 25 KVA | 2392
10393 | Damoh | Damoh South | Damoh Res | KHIRIA MANDLA | 11 KV KHIRIA MANDLA MIX | NO VILLAGE FOUND | W/W MARA ROAD KE PAS | 25 KVA | 2380
10394 | Damoh | Damoh South | Damoh Res | KHIRIA MANDLA | 11 KV KHIRIA MANDLA MIX | NO VILLAGE FOUND | W/W VALA MARA | 25 KVA | 2370
10395 | Damoh | Damoh South | Damoh Res | KHIRIA MANDLA | 11 KV KHIRIA MANDLA MIX | NO VILLAGE FOUND | W/W PAYRA KUA VALA | 25 KVA | 2363
10396 | Damoh | Damoh South | Damoh Res | KHIRIA MANDLA | 11 KV KHIRIA MANDLA MIX | NO VILLAGE FOUND | NAVNIRMIT TANKI UMARI | 25 KVA | 2350
10397 | Damoh | Damoh South | Damoh Res | KHIRIA MANDLA | 11 KV KHIRIA MANDLA MIX | NO VILLAGE FOUND | TAS SCHOOL VALA | 25 KVA | 2346
10398 | Damoh | Damoh South | Damoh Res | KHIRIA MANDLA | 11 KV KHIRIA MANDLA MIX | NO VILLAGE FOUND | JAGESHWAR RAI KE SAMNE | 63 KVA | 2332
10399 | Damoh | Damoh South | Damoh Res | KHIRIA MANDLA | 11 KV KHIRIA MANDLA MIX | NO VILLAGE FOUND | MATA VALA HINNAI | 100 KVA | 2324
10400 | Damoh | Damoh South | Damoh Res | KHIRIA MANDLA | 11 KV KHIRIA MANDLA MIX | NO VILLAGE FOUND | DHAGAT NADAM VALA SEMRA | 25 KVA | 2317
10401 | Damoh | Damoh South | Damoh Res | KHIRIA MANDLA | 11 KV KHIRIA MANDLA MIX | NO VILLAGE FOUND | MUNNA CHOUBEY VALA SEMRA | 25 KVA | 2312
10402 | Damoh | Damoh South | Damoh Res | KHIRIA MANDLA | 11 KV KHIRIA MANDLA MIX | NO VILLAGE FOUND | DURJAN VALA SEMRA | 25 KVA | 2301
10403 | Damoh | Damoh South | Damoh Res | KHIRIA MANDLA | 11 KV KHIRIA MANDLA MIX | NO VILLAGE FOUND | SEMRA BASTI VALA | 100 KVA | 2289
10404 | Damoh | Damoh South | Damoh Res | KHIRIA MANDLA | 11 KV KHIRIA MANDLA MIX | NO VILLAGE FOUND | AITEL TOWER PIPRODHA CHAKKA | 25 KVA | 2288
10405 | Damoh | Damoh South | Damoh Res | KHIRIA MANDLA | 11 KV KHIRIA MANDLA MIX | NO VILLAGE FOUND | HEIGH SECONDARY SHALA VALA PIPRODHA | 25 KVA | 2286
10406 | Damoh | Damoh South | Damoh Res | KHIRIA MANDLA | 11 KV KHIRIA MANDLA MIX | NO VILLAGE FOUND | W/W PIPRODHA CHAKKA VALA | 25 KVA | 2285
10407 | Damoh | Damoh South | Damoh Res | KHIRIA MANDLA | 11 KV KHIRIA MANDLA MIX | NO VILLAGE FOUND | JAIN VALA PIPRODHA CHAKKA | 25 KVA | 2284
10408 | Damoh | Damoh South | Damoh Res | KHIRIA MANDLA | 11 KV KHIRIA MANDLA MIX | NO VILLAGE FOUND | RAJESH VALA PURA | 25 KVA | 2277
10409 | Damoh | Damoh South | Damoh Res | KHIRIA MANDLA | 11 KV KHIRIA MANDLA MIX | NO VILLAGE FOUND | PURA BASTI 2 | 100 KVA | 2275
10410 | Damoh | Damoh South | Damoh Res | KHIRIA MANDLA | 11 KV KHIRIA MANDLA MIX | NO VILLAGE FOUND | SEMRA BASTI VALA | 100 KVA | 1370
10411 | Damoh | Damoh South | Damoh Res | KHIRIA MANDLA | 11 KV KHIRIA MANDLA MIX | NO VILLAGE FOUND | DINESH PATEL KAKRA | 25 KVA | 1369
10412 | Damoh | Damoh South | Damoh Res | KHIRIA MANDLA | 11 KV KHIRIA MANDLA MIX | Bhojpur | PURENA BASTI | 100 KVA | 1363
10413 | Damoh | Damoh South | Damoh Res | KHIRIA MANDLA | 11 KV KHIRIA MANDLA MIX | Bhojpur | BANDE PATEL WALA KHERO | 25 KVA | 1350
10414 | Damoh | Damoh South | Damoh Res | KHIRIA MANDLA | 11 KV KHIRIA MANDLA MIX | Bhojpur | KHERO WALA | 63 KVA | 1345
10415 | Damoh | Damoh South | Damoh Res | KHIRIA MANDLA | 11 KV KHIRIA MANDLA MIX | Bhojpur | TIWARI JI WALA BHOJPUR | 100 KVA | 1325
10416 | Damoh | Damoh South | Damoh Res | KHIRIA MANDLA | 11 KV KHIRIA MANDLA MIX | Kakra | KAKRA BASTI | 100 KVA | 1314
10417 | Damoh | Damoh South | Damoh Res | KHIRIA MANDLA | 11 KV KHIRIA MANDLA MIX | Kakra | KAKRA HAR WALA | 63 KVA | 1312
10418 | Damoh | Damoh South | Damoh Res | KHIRIA MANDLA | 11 KV KHIRIA MANDLA MIX | Kakra | GUDDU SHARMA WALA SUKHI PIPARIYA | 63 KVA | 1295
10419 | Damoh | Damoh South | Damoh Res | KHIRIA MANDLA | 11 KV KHIRIA MANDLA MIX | Kakra | JATADHARI WALA SUKHI PIPARIYA | 25 KVA | 1289
10420 | Damoh | Damoh South | Damoh Res | KHIRIA MANDLA | 11 KV KHIRIA MANDLA MIX | Kakra | BUNDELKHAND WALA SUKHI PIPARIYA | 25 KVA | 1283
10421 | Damoh | Damoh South | Damoh Res | KHIRIA MANDLA | 11 KV KHIRIA MANDLA MIX | Bhojpur | PUMP/HARIJAN BASTI SUKHI PIPARIYA | 100 KVA | 1274
10422 | Damoh | Damoh South | Damoh Res | KHIRIA MANDLA | 11 KV KHIRIA MANDLA MIX | Puraina Narsinghgarh | MARGHATA WALA SUKHI PIPARIYA W/W | 25 KVA | 1272
10423 | Damoh | Damoh South | Damoh Res | KHIRIA MANDLA | 11 KV KHIRIA MANDLA MIX | Sukhi Pipariya | SUKHI PIPARIAY BASTI 2 | 25 KVA | 1266
10424 | Damoh | Damoh South | Damoh Res | KHIRIA MANDLA | 11 KV KHIRIA MANDLA MIX | Puraina Narsinghgarh | SUKHI PIPARIAY BASTI | 25 KVA | 1263
10425 | Damoh | Damoh South | Damoh Res | KHIRIA MANDLA | 11 KV KHIRIA MANDLA MIX | Puraina Narsinghgarh | MARA BASTI | 100 KVA | 1250
10426 | Damoh | Damoh South | Damoh Res | KHIRIA MANDLA | 11 KV KHIRIA MANDLA MIX | Puraina Narsinghgarh | RAMGHAT WALA MARA | 63 KVA | 1245
10427 | Damoh | Damoh South | Damoh Res | KHIRIA MANDLA | 11 KV KHIRIA MANDLA MIX | Puraina Narsinghgarh | JAGESHWAR TIWARI PAYARA | 63 KVA | 1235
10428 | Damoh | Damoh South | Damoh Res | KHIRIA MANDLA | 11 KV KHIRIA MANDLA MIX | Puraina Narsinghgarh | RAJU GHADHI WALA | 25 KVA | 1228
10429 | Damoh | Damoh South | Damoh Res | KHIRIA MANDLA | 11 KV KHIRIA MANDLA MIX | Puraina Narsinghgarh | PAYARA BASTI WALA | 100 KVA | 1224
10430 | Damoh | Damoh South | Damoh Res | KHIRIA MANDLA | 11 KV KHIRIA MANDLA MIX | Kuaa Kheda | DINESH PATEL KUAKHEDA | 100 KVA | 1222
10431 | Damoh | Damoh South | Damoh Res | KHIRIA MANDLA | 11 KV KHIRIA MANDLA MIX | Kuaa Kheda | PIPAL WAKA KUAKHEDA | 100 KVA | 1217
10432 | Damoh | Damoh South | Damoh Res | KHIRIA MANDLA | 11 KV KHIRIA MANDLA MIX | Kuaa Kheda | BASTI WALA KUAKHEDA | 100 KVA | 1216
10433 | Damoh | Damoh South | Damoh Res | KHIRIA MANDLA | 11 KV KHIRIA MANDLA MIX | NO VILLAGE FOUND | DTR NOT TAGGED | 25 KVA | 1212
10434 | Damoh | Damoh South | Damoh Res | KHIRIA MANDLA | 11 KV KHIRIA MANDLA MIX | NO VILLAGE FOUND | BASTI WALA | 25 KVA | 1210
10435 | Damoh | Damoh South | Damoh Res | KHIRIA MANDLA | 11 KV KHIRIA MANDLA MIX | Semara Chakka | SOBHAGAY WALA PIPRODHA CHHAKKA | 25 KVA | 1179
10436 | Damoh | Damoh South | Damoh Res | KHIRIA MANDLA | 11 KV KHIRIA MANDLA MIX | Piprodha Chhakka | MASAB WALA PIPRODHA CHHAKKA | 25 KVA | 1171
10437 | Damoh | Damoh South | Damoh Res | KHIRIA MANDLA | 11 KV KHIRIA MANDLA MIX | Piprodha Chhakka | BRINDAVAN BAL PIPRODHA CHAKKA | 63 KVA | 1166
10438 | Damoh | Damoh South | Damoh Res | KHIRIA MANDLA | 11 KV KHIRIA MANDLA MIX | Piprodha Chhakka | RILINE JIO PIPRODHA CHHAKKA | 25 KVA | 1159
10439 | Damoh | Damoh South | Damoh Res | KHIRIA MANDLA | 11 KV KHIRIA MANDLA MIX | Piprodha Chhakka | HARIJAN BASTI WALA P[IPRODHA CHAKKA | 25 KVA | 1153
10440 | Damoh | Damoh South | Damoh Res | KHIRIA MANDLA | 11 KV KHIRIA MANDLA MIX | Piprodha Chhakka | W/W PIPRODHA CHHAKKA | 25 KVA | 1145
10441 | Damoh | Damoh South | Damoh Res | KHIRIA MANDLA | 11 KV KHIRIA MANDLA MIX | Piprodha Chhakka | BANTI WALA PIPRODHA CHHAKKA | 100 KVA | 1143
10442 | Damoh | Damoh South | Damoh Res | KHIRIA MANDLA | 11 KV KHIRIA MANDLA MIX | Piprodha Chhakka | VISHWAKARMA PIPRODHA | 25 KVA | 1141
10443 | Damoh | Damoh South | Damoh Res | KHIRIA MANDLA | 11 KV KHIRIA MANDLA MIX | Piprodha Chhakka | PUMP PIPRODHA CHHAKKA | 25 KVA | 1132
10444 | Damoh | Damoh South | Damoh Res | KHIRIA MANDLA | 11 KV KHIRIA MANDLA MIX | Pura Payra | BASTI BALA PURA | 100 KVA | 1118
10445 | Damoh | Damoh South | Damoh Res | KHIRIA MANDLA | 11 KV KHIRIA MANDLA MIX | Pura Payra | BAHORI WALA PURA | 63 KVA | 1102
10446 | Damoh | Damoh South | Damoh Res | KHIRIA MANDLA | 11 KV KHIRIA MANDLA MIX | Pura Payra | SALA WALA PURA | 63 KVA | 1092
10447 | Damoh | Damoh South | Damoh Res | KHIRIA MANDLA | 11 KV KHIRIA MANDLA MIX | Umari | MADLA BASTI WALA 2 | 100 KVA | 1077
10448 | Damoh | Damoh South | Damoh Res | KHIRIA MANDLA | 11 KV KHIRIA MANDLA MIX | Umari | MADLA BASTI WALA | 63 KVA | 1076
10449 | Damoh | Damoh South | Damoh Res | KHIRIA MANDLA | 11 KV KHIRIA MANDLA MIX | Umari | TAPARIYA MADLA | 25 KVA | 1069
10450 | Damoh | Damoh South | Damoh Res | KHIRIA MANDLA | 11 KV KHIRIA MANDLA MIX | Umari | KUNDAL WALA KHIRIYA | 25 KVA | 1062
10451 | Damoh | Damoh South | Damoh Res | KHIRIA MANDLA | 11 KV KHIRIA MANDLA MIX | Payra | HIGHT SCHOOL HINNAI | 25 KVA | 1053
10452 | Damoh | Damoh South | Damoh Res | KHIRIA MANDLA | 11 KV KHIRIA MANDLA MIX | Payra | NADLAL PATEL WALA HINNAI | 100 KVA | 1050
10453 | Damoh | Damoh South | Damoh Res | KHIRIA MANDLA | 11 KV KHIRIA MANDLA MIX | Mandla Khiriya | BHOLE WALA HINNAI | 25 KVA | 1042
10454 | Damoh | Damoh South | Damoh Res | KHIRIA MANDLA | 11 KV KHIRIA MANDLA MIX | Payra | NADLAL WALA HINNAI | 25 KVA | 1040
10455 | Damoh | Damoh South | Damoh Res | KHIRIA MANDLA | 11 KV KHIRIA MANDLA MIX | Payra | RILENE JIO WALA HINNAI | 25 KVA | 1035
10456 | Damoh | Damoh South | Damoh Res | KHIRIA MANDLA | 11 KV KHIRIA MANDLA MIX | Payra | BSNL HINNAI | 25 KVA | 1034
10457 | Damoh | Damoh South | Damoh Res | KHIRIA MANDLA | 11 KV KHIRIA MANDLA MIX | Payra | BHOLE PATEL HINNAI | 63 KVA | 1031
10458 | Damoh | Damoh South | Damoh Res | KHIRIA MANDLA | 11 KV KHIRIA MANDLA MIX | Payra | HINNAI BASTI WALA | 100 KVA | 1023
10459 | Damoh | Damoh South | Damoh Res | KHIRIA MANDLA | 11 KV KHIRIA MANDLA MIX | Payra | PABHU PATEL WALA KHERI | 25 KVA | 1012
10460 | Damoh | Damoh South | Damoh Res | KHIRIA MANDLA | 11 KV KHIRIA MANDLA MIX | Umari | DHANIRAM PATEL WALA KHERI | 25 KVA | 1006
10461 | Damoh | Damoh South | Damoh Res | KHIRIA MANDLA | 11 KV KHIRIA MANDLA MIX | Umari | PABHU PATEL WALA KHERI | 25 KVA | 1001
10462 | Damoh | Damoh South | Damoh Res | KHIRIA MANDLA | 11 KV KHIRIA MANDLA MIX | Rajghat Pipariya | KHIRIYA BASTI | 100 KVA | 975
10463 | Damoh | Damoh South | Damoh Res | KHIRIA MANDLA | 11 KV KHIRIA MANDLA MIX | Khiriya | MURGI FORM KHIRIYA | 25 KVA | 962
10464 | Damoh | Damoh South | Damoh Res | KHIRIA MANDLA | 11 KV KHIRIA MANDLA MIX | NO VILLAGE FOUND | SUHAGRANI VALA KHERUA | 25 KVA | 2412
10465 | Damoh | Damoh South | Damoh Res | KHIRIA MANDLA | 11 KV KHIRIA MANDLA MIX | NO VILLAGE FOUND | KAMLESH VALA KHERUA | 25 KVA | 2416
10466 | Damoh | Damoh South | Damoh Res | KHIRIA MANDLA | 11 KV KHIRIA MANDLA MIX | NO VILLAGE FOUND | KARAN VALA KHERUA | 25 KVA | 2420
10467 | Damoh | Damoh South | Damoh Res | KHIRIA MANDLA | 11 KV KHIRIA MANDLA MIX | NO VILLAGE FOUND | IMARAT VALA KHERUA | 25 KVA | 2423
10468 | Damoh | Damoh South | Damoh Res | KHIRIA MANDLA | 11 KV KHIRIA MANDLA MIX | NO VILLAGE FOUND | MAHENDRA PATEL KHERUA | 25 KVA | 2432
10469 | Damoh | Damoh South | Damoh Res | KHIRIA MANDLA | 11 KV KHIRIA MANDLA MIX | NO VILLAGE FOUND | BADRI PATEL KAKRA | 25 KVA | 2435
10470 | Damoh | Damoh South | Damoh Res | KHIRIA MANDLA | 11 KV KHIRIA MANDLA MIX | NO VILLAGE FOUND | BADRI PATEL 2 | 25 KVA | 2440
10471 | Damoh | Damoh South | Damoh Res | KHIRIA MANDLA | 11 KV KHIRIA MANDLA MIX | NO VILLAGE FOUND | MATA VALA KAKRA | 25 KVA | 2448
10472 | Damoh | Damoh South | Damoh Res | KHIRIA MANDLA | 11 KV KHIRIA MANDLA MIX | NO VILLAGE FOUND | JIO TOWER KAKRA | 25 KVA | 2453
10473 | Damoh | Damoh South | Damoh Res | KHIRIA MANDLA | 11 KV KHIRIA MANDLA MIX | NO VILLAGE FOUND | HARIJAN BASTI KAKRA | 25 KVA | 2454
10474 | Damoh | Damoh South | Damoh Res | KHIRIA MANDLA | 11 KV KHIRIA MANDLA MIX | NO VILLAGE FOUND | W/W PARASAI KAKRA | 25 KVA | 2457
10475 | Damoh | Damoh South | Damoh Res | KHIRIA MANDLA | 11 KV KHIRIYA MANDLA AG | NO VILLAGE FOUND | MULLAN KE GHAR KE PAS | 25 KVA | 542
10476 | Damoh | Damoh South | Damoh Res | KHIRIA MANDLA | 11 KV KHIRIYA MANDLA AG | NO VILLAGE FOUND | BARELAL KHIRIYA | 25 KVA | 531
10477 | Damoh | Damoh South | Damoh Res | KHIRIA MANDLA | 11 KV KHIRIYA MANDLA AG | NO VILLAGE FOUND | SACHIN GURU VALA KHIRIYA | 25 KVA | 526
10478 | Damoh | Damoh South | Damoh Res | KHIRIA MANDLA | 11 KV KHIRIYA MANDLA AG | Jortala | HARIJAN BASTI | 100 KVA | 507
10479 | Damoh | Damoh South | Damoh Res | KHIRIA MANDLA | 11 KV KHIRIYA MANDLA AG | Jortala | YOGESH GOTAM WALA | 25 KVA | 497
10480 | Damoh | Damoh South | Damoh Res | KHIRIA MANDLA | 11 KV KHIRIYA MANDLA AG | Puraina Narsinghgarh | RAJU NAYAK PURENA | 63 KVA | 486
10481 | Damoh | Damoh South | Damoh Res | KHIRIA MANDLA | 11 KV KHIRIYA MANDLA AG | Puraina Narsinghgarh | BANNI PATEL PURENA | 25 KVA | 479
10482 | Damoh | Damoh South | Damoh Res | KHIRIA MANDLA | 11 KV KHIRIYA MANDLA AG | Piprodha Chhakka | BAHADUR SINGH PIPRODHA CHAKKA | 16 KVA | 465
10483 | Damoh | Damoh South | Damoh Res | KHIRIA MANDLA | 11 KV KHIRIYA MANDLA AG | Piprodha Chhakka | DELAN SINGH PIPRODHA | 25 KVA | 458
10484 | Damoh | Damoh South | Damoh Res | KHIRIA MANDLA | 11 KV KHIRIYA MANDLA AG | Piprodha Chhakka | SEEMA THAKUR PIPRODHA | 25 KVA | 452
10485 | Damoh | Damoh South | Damoh Res | KHIRIA MANDLA | 11 KV KHIRIYA MANDLA AG | Piprodha Chhakka | THAKUR WALA PIPRODHA | 25 KVA | 451
10486 | Damoh | Damoh South | Damoh Res | KHIRIA MANDLA | 11 KV KHIRIYA MANDLA AG | Piprodha Chhakka | KOMAL SINGH PIPRODHA CHHAKKA | 25 KVA | 449
10487 | Damoh | Damoh South | Damoh Res | KHIRIA MANDLA | 11 KV KHIRIYA MANDLA AG | Piprodha Chhakka | BHAN SINGH PIPRODHA | 25 KVA | 440
10488 | Damoh | Damoh South | Damoh Res | KHIRIA MANDLA | 11 KV KHIRIYA MANDLA AG | Piprodha Chhakka | DURG SINGH WAL PIPRODHA CHKKA | 25 KVA | 432
10489 | Damoh | Damoh South | Damoh Res | KHIRIA MANDLA | 11 KV KHIRIYA MANDLA AG | Piprodha Chhakka | JUJHAR SINGH PIPRODHA | 25 KVA | 422
10490 | Damoh | Damoh South | Damoh Res | KHIRIA MANDLA | 11 KV KHIRIYA MANDLA AG | Piprodha Chhakka | POORAN SINGH PIPRODHA CHHAKKA | 100 KVA | 410
10491 | Damoh | Damoh South | Damoh Res | KHIRIA MANDLA | 11 KV KHIRIYA MANDLA AG | Piprodha Chhakka | GOPAL SINGH PIPRODHA CHHAKKA | 25 KVA | 400
10492 | Damoh | Damoh South | Damoh Res | KHIRIA MANDLA | 11 KV KHIRIYA MANDLA AG | Kuaa Kheda | HARDUWANI WALA KUAKHEDA | 25 KVA | 398
10493 | Damoh | Damoh South | Damoh Res | KHIRIA MANDLA | 11 KV KHIRIYA MANDLA AG | Kuaa Kheda | PATWARI JI WALA KUAKHEDA | 25 KVA | 393
10494 | Damoh | Damoh South | Damoh Res | KHIRIA MANDLA | 11 KV KHIRIYA MANDLA AG | Kuaa Kheda | BADRI PATEL WALA KUAKHERA | 25 KVA | 389
10495 | Damoh | Damoh South | Damoh Res | KHIRIA MANDLA | 11 KV KHIRIYA MANDLA AG | Kuaa Kheda | RAKESH PATEL WALA KUAKHEDA | 25 KVA | 385
10496 | Damoh | Damoh South | Damoh Res | KHIRIA MANDLA | 11 KV KHIRIYA MANDLA AG | Kuaa Kheda | BADRI PATEL KUAKHEDA 2 | 25 KVA | 374
10497 | Damoh | Damoh South | Damoh Res | KHIRIA MANDLA | 11 KV KHIRIYA MANDLA AG | Kuaa Kheda | RATTU VISHKARMA KUAKHEDEA | 25 KVA | 371
10498 | Damoh | Damoh South | Damoh Res | KHIRIA MANDLA | 11 KV KHIRIYA MANDLA AG | Kuaa Kheda | MULAYAM SINGH KUAKHEDA | 25 KVA | 368
10499 | Damoh | Damoh South | Damoh Res | KHIRIA MANDLA | 11 KV KHIRIYA MANDLA AG | Kuaa Kheda | RAKESH PATEL KUAKHEDA 2 | 25 KVA | 361
10500 | Damoh | Damoh South | Damoh Res | KHIRIA MANDLA | 11 KV KHIRIYA MANDLA AG | Kuaa Kheda | SHRIRAM PATEL KUAKHEDA | 25 KVA | 353
10501 | Damoh | Damoh South | Damoh Res | KHIRIA MANDLA | 11 KV KHIRIYA MANDLA AG | Kuaa Kheda | GOVARDHAN PATEL KUAKHEDA | 25 KVA | 351
10502 | Damoh | Damoh South | Damoh Res | KHIRIA MANDLA | 11 KV KHIRIYA MANDLA AG | Kuwa Kheda | TIWARI JI KUAKHEDA | 25 KVA | 347
10503 | Damoh | Damoh South | Damoh Res | KHIRIA MANDLA | 11 KV KHIRIYA MANDLA AG | Kuwa Kheda | TIRLOK PATEL KUAKHEDA | 25 KVA | 344
10504 | Damoh | Damoh South | Damoh Res | KHIRIA MANDLA | 11 KV KHIRIYA MANDLA AG | Kuwa Kheda | PATEL WALA K UAKHEDA 2 | 25 KVA | 345
10505 | Damoh | Damoh South | Damoh Res | KHIRIA MANDLA | 11 KV KHIRIYA MANDLA AG | Kuwa Kheda | RAJU PATEL KUAKHEDA | 63 KVA | 342
10506 | Damoh | Damoh South | Damoh Res | KHIRIA MANDLA | 11 KV KHIRIYA MANDLA AG | Kuaa Kheda | CHODE PATEK KUAKHEDA | 25 KVA | 336
10507 | Damoh | Damoh South | Damoh Res | KHIRIA MANDLA | 11 KV KHIRIYA MANDLA AG | Piprodha Chhakka | IMRAT SINGH THAKUR PIPRODHA CHAKKA | 25 KVA | 326
10508 | Damoh | Damoh South | Damoh Res | KHIRIA MANDLA | 11 KV KHIRIYA MANDLA AG | Piprodha Chhakka | PROMOD JAIN PIPRODHA CHHAKKA | 25 KVA | 321
10509 | Damoh | Damoh South | Damoh Res | KHIRIA MANDLA | 11 KV KHIRIYA MANDLA AG | Kuaa Kheda | BADRI PATEL KUAKHEDA | 25 KVA | 309
10510 | Damoh | Damoh South | Damoh Res | KHIRIA MANDLA | 11 KV KHIRIYA MANDLA AG | Kuaa Kheda | RAMA PATEL KUAKHEDA | 25 KVA | 307
10511 | Damoh | Damoh South | Damoh Res | KHIRIA MANDLA | 11 KV KHIRIYA MANDLA AG | Kuaa Kheda | PATEL WALA KUAKHEDA | 25 KVA | 304
10512 | Damoh | Damoh South | Damoh Res | KHIRIA MANDLA | 11 KV KHIRIYA MANDLA AG | Kuaa Kheda | RAKESH PATEL KUAKHEDA | 25 KVA | 300
10513 | Damoh | Damoh South | Damoh Res | KHIRIA MANDLA | 11 KV KHIRIYA MANDLA AG | Kuaa Kheda | NATHHU PATEL KUAKHEDA | 25 KVA | 299
10514 | Damoh | Damoh South | Damoh Res | KHIRIA MANDLA | 11 KV KHIRIYA MANDLA AG | Bhojpur | RAMA PATEL BHOJPUR | 25 KVA | 285
10515 | Damoh | Damoh South | Damoh Res | KHIRIA MANDLA | 11 KV KHIRIYA MANDLA AG | Bhojpur | PRABHU PATEL WALA BHOJPUR | 25 KVA | 262
10516 | Damoh | Damoh South | Damoh Res | KHIRIA MANDLA | 11 KV KHIRIYA MANDLA AG | Bhojpur | RAJU PATEL BHOJPUR | 25 KVA | 259
10517 | Damoh | Damoh South | Damoh Res | KHIRIA MANDLA | 11 KV KHIRIYA MANDLA AG | Bhojpur | TIWARI JI WALA BHOJPUR | 25 KVA | 258
10518 | Damoh | Damoh South | Damoh Res | KHIRIA MANDLA | 11 KV KHIRIYA MANDLA AG | Bhojpur | MIHILAL BHOJPUR | 25 KVA | 248
10519 | Damoh | Damoh South | Damoh Res | KHIRIA MANDLA | 11 KV KHIRIYA MANDLA AG | Piprodha Chhakka | RAJU NAYAK PIPRODHA CHAKKA | 25 KVA | 240
10520 | Damoh | Damoh South | Damoh Res | KHIRIA MANDLA | 11 KV KHIRIYA MANDLA AG | Puraina Narsinghgarh | RAJU NAYAK | 25 KVA | 233
10521 | Damoh | Damoh South | Damoh Res | KHIRIA MANDLA | 11 KV KHIRIYA MANDLA AG | Puraina Narsinghgarh | ALOK PANDE WALA PURENA | 25 KVA | 225
10522 | Damoh | Damoh South | Damoh Res | KHIRIA MANDLA | 11 KV KHIRIYA MANDLA AG | Bhojpur | JAGDEESH PATEL WALA BHOJPUR | 25 KVA | 223
10523 | Damoh | Damoh South | Damoh Res | KHIRIA MANDLA | 11 KV KHIRIYA MANDLA AG | Piprodha Chhakka | BALKHANDI WALA PIPRODHA CHAKKA | 25 KVA | 203
10524 | Damoh | Damoh South | Damoh Res | KHIRIA MANDLA | 11 KV KHIRIYA MANDLA AG | Piprodha Chhakka | FATMA WAL;A PIPRODHA CHAKKA | 25 KVA | 197
10525 | Damoh | Damoh South | Damoh Res | KHIRIA MANDLA | 11 KV KHIRIYA MANDLA AG | Piprodha Chhakka | KHOOBCHAND PATEL | 25 KVA | 196
10526 | Damoh | Damoh South | Damoh Res | KHIRIA MANDLA | 11 KV KHIRIYA MANDLA AG | Puraina Narsinghgarh | USHA NAYAK PURENA | 25 KVA | 181
10527 | Damoh | Damoh South | Damoh Res | KHIRIA MANDLA | 11 KV KHIRIYA MANDLA AG | Pura Payra | DAS GOPAL WALA PURA MADIKHEDA | 25 KVA | 167
10528 | Damoh | Damoh South | Damoh Res | KHIRIA MANDLA | 11 KV KHIRIYA MANDLA AG | Pura Payra | BAHORI BALA PURA | 100 KVA | 153
10529 | Damoh | Damoh South | Damoh Res | KHIRIA MANDLA | 11 KV KHIRIYA MANDLA AG | Pura Payra | RAJU GDANDHI WALA PURA | 25 KVA | 128
10530 | Damoh | Damoh South | Damoh Res | KHIRIA MANDLA | 11 KV KHIRIYA MANDLA AG | Pura Payra | ASHARAM PATEL PURA | 25 KVA | 125
10531 | Damoh | Damoh South | Damoh Res | KHIRIA MANDLA | 11 KV KHIRIYA MANDLA AG | Pura Payra | PATEL WALA PURA | 16 KVA | 116
10532 | Damoh | Damoh South | Damoh Res | KHIRIA MANDLA | 11 KV KHIRIYA MANDLA AG | Pura Payra | RISHI PATEL PURA | 25 KVA | 107
10533 | Damoh | Damoh South | Damoh Res | KHIRIA MANDLA | 11 KV KHIRIYA MANDLA AG | Pura Payra | RAJAK PURA WALA | 25 KVA | 103
10534 | Damoh | Damoh South | Damoh Res | KHIRIA MANDLA | 11 KV KHIRIYA MANDLA AG | Pura Payra | KOMAL WALA PURA 2 | 25 KVA | 91
10535 | Damoh | Damoh South | Damoh Res | KHIRIA MANDLA | 11 KV KHIRIYA MANDLA AG | Pura Payra | JANGU PATEL PURWS | 25 KVA | 87
10536 | Damoh | Damoh South | Damoh Res | KHIRIA MANDLA | 11 KV KHIRIYA MANDLA AG | Pura Payra | KOMAL WALA PURA | 25 KVA | 51
10537 | Damoh | Damoh South | Damoh Res | KHIRIA MANDLA | 11 KV KHIRIYA MANDLA AG | Pura Payra | GOPAL MASAB WALA | 25 KVA | 47
10538 | Damoh | Damoh South | Damoh Res | KHIRIA MANDLA | 11 KV KHIRIYA MANDLA AG | Pura Payra | KUPARI HAR | 100 KVA | 40
10539 | Damoh | Damoh South | Damoh Res | KHIRIA MANDLA | 11 KV KHIRIYA MANDLA AG | Khiriya | ASH | 100 KVA | 31
10540 | Damoh | Damoh South | Damoh Res | KHIRIA MANDLA | 11 KV KHIRIYA MANDLA AG | Mandla Khiriya | ASHOK PATEL WALA | 100 KVA | 30
10541 | Damoh | Damoh South | Damoh Res | KHIRIA MANDLA | 11 KV KHIRIYA MANDLA AG | Khiriya | SANJAY PATEL WALA | 25 KVA | 23
10542 | Damoh | Damoh South | Damoh Res | KHIRIA MANDLA | 11 KV KHIRIYA MANDLA AG | Khiriya | PATEL WALA KHIRIYA | 25 KVA | 18
10543 | Damoh | Damoh South | Damoh Res | KHIRIA MANDLA | 11 KV KHIRIYA MANDLA AG | Khiriya | JAGDISHPATELWALAKHIRIYA | 25 KVA | 11
10544 | Damoh | Damoh South | Damoh Res | KHIRIA MANDLA | 11 KV KHIRIYA MANDLA AG | Khiriya | K.L GURU | 25 KVA | 2
10545 | Damoh | Damoh South | Damoh Res | KHIRIA MANDLA | 11 KV KHIRIYA MANDLA AG | NO VILLAGE FOUND | GURU VALA MADLA | 25 KVA | 579
10546 | Damoh | Damoh South | Damoh Res | KHIRIA MANDLA | 11 KV KHIRIYA MANDLA AG | NO VILLAGE FOUND | KUNDAL VALA MADLA | 100 KVA | 581
10547 | Damoh | Damoh South | Damoh Res | KHIRIA MANDLA | 11 KV KHIRIYA MANDLA AG | NO VILLAGE FOUND | RAI HAR VALA MADLA | 25 KVA | 590
10548 | Damoh | Damoh South | Damoh Res | KHIRIA MANDLA | 11 KV KHIRIYA MANDLA AG | NO VILLAGE FOUND | DEVENDRA VALA KHERI | 25 KVA | 606
10549 | Damoh | Damoh South | Damoh Res | KHIRIA MANDLA | 11 KV KHIRIYA MANDLA AG | NO VILLAGE FOUND | JAGDEESH RAJAK MADLA | 25 KVA | 607
10550 | Damoh | Damoh South | Damoh Res | KHIRIA MANDLA | 11 KV KHIRIYA MANDLA AG | NO VILLAGE FOUND | DHANIRAM KHERI | 25 KVA | 614
10551 | Damoh | Damoh South | Damoh Res | KHIRIA MANDLA | 11 KV KHIRIYA MANDLA AG | NO VILLAGE FOUND | AMOL SINGH KHERI | 25 KVA | 623
10552 | Damoh | Damoh South | Damoh Res | KHIRIA MANDLA | 11 KV KHIRIYA MANDLA AG | NO VILLAGE FOUND | RATIRAM KHERI | 25 KVA | 630
10553 | Damoh | Damoh South | Damoh Res | KHIRIA MANDLA | 11 KV KHIRIYA MANDLA AG | NO VILLAGE FOUND | NEMA JI VALA | 25 KVA | 631
10554 | Damoh | Damoh South | Damoh Res | KHIRIA MANDLA | 11 KV KHIRIYA MANDLA AG | NO VILLAGE FOUND | PATWARI VALA KUAKHDA | 25 KVA | 632
10555 | Damoh | Damoh South | Damoh Res | KHIRIA MANDLA | 11 KV KHIRIYA MANDLA AG | NO VILLAGE FOUND | PATWARI VALA KUAKHDA | 25 KVA | 635
10556 | Damoh | Damoh South | Damoh Res | KHIRIA MANDLA | 11 KV KHIRIYA MANDLA AG | NO VILLAGE FOUND | DINESH PATEL | 25 KVA | 640
10557 | Damoh | Damoh South | Damoh Res | KHIRIA MANDLA | 11 KV KHOJA KHEDI MIX | Khoja Khedi | SANTOSH WALA | 25 KVA | 964
10558 | Damoh | Damoh South | Damoh Res | KHIRIA MANDLA | 11 KV KHOJA KHEDI MIX | Jortala | KAJI HOUS JORTALA KALA | 25 KVA | 958
10559 | Damoh | Damoh South | Damoh Res | KHIRIA MANDLA | 11 KV KHOJA KHEDI MIX | NO VILLAGE FOUND | SUDAMA PATEL JORTALA | 25 KVA | 961
10560 | Damoh | Damoh South | Damoh Res | KHIRIA MANDLA | 11 KV KHOJA KHEDI MIX | Khoja Khedi | MAHENDRA GOSOYAMI JORTALA KALA | 25 KVA | 950
10561 | Damoh | Damoh South | Damoh Res | KHIRIA MANDLA | 11 KV KHOJA KHEDI MIX | Jortala | HARIJAN MUHLLA JORTALA KALA 2 | 25 KVA | 941
10562 | Damoh | Damoh South | Damoh Res | KHIRIA MANDLA | 11 KV KHOJA KHEDI MIX | Jortala | DHARAMDAS GARG JORTALA | 25 KVA | 942
10563 | Damoh | Damoh South | Damoh Res | KHIRIA MANDLA | 11 KV KHOJA KHEDI MIX | Bamhori Choutha | SARPANCH MUHLLA JORTALA KALA | 25 KVA | 937
10564 | Damoh | Damoh South | Damoh Res | KHIRIA MANDLA | 11 KV KHOJA KHEDI MIX | Jortala | THAKUR MUHLLA JORTALA | 25 KVA | 925
10565 | Damoh | Damoh South | Damoh Res | KHIRIA MANDLA | 11 KV KHOJA KHEDI MIX | Jortala | DHARMDAS GARG WALA JORTAKALA | 25 KVA | 919
10566 | Damoh | Damoh South | Damoh Res | KHIRIA MANDLA | 11 KV KHOJA KHEDI MIX | Jortala | RAJESH MISHRA JORTALA KALA | 25 KVA | 916
10567 | Damoh | Damoh South | Damoh Res | KHIRIA MANDLA | 11 KV KHOJA KHEDI MIX | Jortala | HARIJAN MUHLLA JORTALA KALA | 25 KVA | 907
10568 | Damoh | Damoh South | Damoh Res | KHIRIA MANDLA | 11 KV KHOJA KHEDI MIX | Jortala | GOSOYAMI MUHLLA JORTALA KALA | 63 KVA | 897
10569 | Damoh | Damoh South | Damoh Res | KHIRIA MANDLA | 11 KV KHOJA KHEDI MIX | Jortala | MARGHATA WALA JORTALA KALA | 25 KVA | 894
10570 | Damoh | Damoh South | Damoh Res | KHIRIA MANDLA | 11 KV KHOJA KHEDI MIX | Jortala | JORTALA KALA BASTI BALA | 100 KVA | 890
10571 | Damoh | Damoh South | Damoh Res | KHIRIA MANDLA | 11 KV KHOJA KHEDI MIX | Khoja Khedi | SIMRI BASTI WALA 2 | 25 KVA | 861
10572 | Damoh | Damoh South | Damoh Res | KHIRIA MANDLA | 11 KV KHOJA KHEDI MIX | Khoja Khedi | BIDUL PATEL KHOJA KHEDI | 25 KVA | 865
10573 | Damoh | Damoh South | Damoh Res | KHIRIA MANDLA | 11 KV KHOJA KHEDI MIX | Khoja Khedi | SIMRI BASTI WALA | 100 KVA | 859
10574 | Damoh | Damoh South | Damoh Res | KHIRIA MANDLA | 11 KV KHOJA KHEDI MIX | Khoja Khedi | HALKI SHALA BASTI BALA KHOJA KHEDI | 63 KVA | 857
10575 | Damoh | Damoh South | Damoh Res | KHIRIA MANDLA | 11 KV KHOJA KHEDI MIX | Khoja Khedi | BASTI BALA KHOJA KHEDI | 63 KVA | 852
10576 | Damoh | Damoh South | Damoh Res | KHIRIA MANDLA | 11 KV KHOJA KHEDI MIX | Khoja Khedi | BASTI BALA KHOJA KHEDI2 | 25 KVA | 853
10577 | Damoh | Damoh South | Damoh Res | KHIRIA MANDLA | 11 KV KHOJA KHEDI MIX | Khoja Khedi | SHAYAM PATEL KHOJAKHEDI | 25 KVA | 847
10578 | Damoh | Damoh South | Damoh Res | KHIRIA MANDLA | 11 KV KHOJA KHEDI MIX | Khoja Khedi | LAXMI PATEL KHOJAKHEDI | 63 KVA | 844
10579 | Damoh | Damoh South | Damoh Res | KHIRIA MANDLA | 11 KV KHOJA KHEDI MIX | Khoja Khedi | TRILOK PATEL WALA | 25 KVA | 839
10580 | Damoh | Damoh South | Damoh Res | KHIRIA MANDLA | 11 KV KHOJA KHEDI MIX | Khoja Khedi | KHOJAKHEDI BASTI WALA | 100 KVA | 830
10581 | Damoh | Damoh South | Damoh Res | KHIRIA MANDLA | 11 KV KHOJA KHEDI MIX | Khoja Khedi | SHALA WLA KHOJAKHEDI 2 | 100 KVA | 827
10582 | Damoh | Damoh South | Damoh Res | KHIRIA MANDLA | 11 KV KHOJA KHEDI MIX | Khoja Khedi | NARVADA PATEL KHOJA KHEDI | 25 KVA | 822
10583 | Damoh | Damoh South | Damoh Res | KHIRIA MANDLA | 11 KV KHOJA KHEDI MIX | Khoja Khedi | SHALA WLA KHOJAKHEDI | 25 KVA | 825
10584 | Damoh | Damoh South | Damoh Res | KHIRIA MANDLA | 11 KV KHOJA KHEDI MIX | Khoja Khedi | HIGHT SCHOOL KHOJA KHEDI | 25 KVA | 816
10585 | Damoh | Damoh South | Damoh Res | KHIRIA MANDLA | 11 KV KHOJA KHEDI MIX | Parsoriya | SANJAY PATEL KUARPURKHEJRA | 63 KVA | 808
10586 | Damoh | Damoh South | Damoh Res | KHIRIA MANDLA | 11 KV KHOJA KHEDI MIX | Parsoriya | BASTI BALA KUARPUR KHEJRA | 100 KVA | 800
10587 | Damoh | Damoh South | Damoh Res | KHIRIA MANDLA | 11 KV KHOJA KHEDI MIX | Parsoriya | JIO TOWER KUARPUR KHEJRA | 25 KVA | 799
10588 | Damoh | Damoh South | Damoh Res | KHIRIA MANDLA | 11 KV KHOJA KHEDI MIX | Parsoriya | HARIJA BASTI KUARPURKHRJRA | 25 KVA | 792
10589 | Damoh | Damoh South | Damoh Res | KHIRIA MANDLA | 11 KV KHOJA KHEDI MIX | Tidoni | CEMRA WALA IMLAI | 25 KVA | 773
10590 | Damoh | Damoh South | Damoh Res | KHIRIA MANDLA | 11 KV KHOJA KHEDI MIX | Rajghat Pipariya | W/W IMLAI | 100 KVA | 763
10591 | Damoh | Damoh South | Damoh Res | KHIRIA MANDLA | 11 KV KHOJA KHEDI MIX | Tidoni | RAMNATHA IMALAI | 25 KVA | 757
10592 | Damoh | Damoh South | Damoh Res | KHIRIA MANDLA | 11 KV KHOJA KHEDI MIX | Tidoni | WARKAR COLONI IMLAI FECTIRY | 100 KVA | 756
10593 | Damoh | Damoh South | Damoh Res | KHIRIA MANDLA | 11 KV KHOJA KHEDI MIX | Tidoni | RAMNATHA IMLAI WALA | 25 KVA | 753
10594 | Damoh | Damoh South | Damoh Res | KHIRIA MANDLA | 11 KV KHOJA KHEDI MIX | Rajghat Pipariya | LAXMAN KUTWAR WALA | 25 KVA | 744
10595 | Damoh | Damoh South | Damoh Res | KHIRIA MANDLA | 11 KV KHOJA KHEDI MIX | Tidoni | DIOLIP RATHOR IMLAI | 25 KVA | 718
10596 | Damoh | Damoh South | Damoh Res | KHIRIA MANDLA | 11 KV KHOJA KHEDI MIX | Tidoni | GAMPI PATEL IMLAI WALA | 100 KVA | 710
10597 | Damoh | Damoh South | Damoh Res | KHIRIA MANDLA | 11 KV KHOJA KHEDI MIX | Rajghat Pipariya | DHANIRAM CHAKKI RAJTORIYA IMLAI | 100 KVA | 697
10598 | Damoh | Damoh South | Damoh Res | KHIRIA MANDLA | 11 KV KHOJA KHEDI MIX | Parsoriya | BABULAL MUHLLA WALA TIDONI | 25 KVA | 685
10599 | Damoh | Damoh South | Damoh Res | KHIRIA MANDLA | 11 KV KHOJA KHEDI MIX | Parsoriya | TIDONI NAT MUHLLA | 25 KVA | 679
10600 | Damoh | Damoh South | Damoh Res | KHIRIA MANDLA | 11 KV KHOJA KHEDI MIX | Parsoriya | TIDONI NAT MUHLLA 2 | 25 KVA | 676
10601 | Damoh | Damoh South | Damoh Res | KHIRIA MANDLA | 11 KV KHOJA KHEDI MIX | Parsoriya | SADAN PATHAK WALA PARSORIYA | 25 KVA | 669
10602 | Damoh | Damoh South | Damoh Res | KHIRIA MANDLA | 11 KV KHOJA KHEDI MIX | Rajghat Pipariya | HARIJAN BASTI TIDONI | 25 KVA | 663
10603 | Damoh | Damoh South | Damoh Res | KHIRIA MANDLA | 11 KV KHOJA KHEDI MIX | NO VILLAGE FOUND | RAMKUMAR PATEL IMLAI | 25 KVA | 1609
10604 | Damoh | Damoh South | Damoh Res | KHIRIA MANDLA | 11 KV KHOJA KHEDI MIX | NO VILLAGE FOUND | W/W KHOJAKHEDI VALA | 25 KVA | 1608
10605 | Damoh | Damoh South | Damoh Res | KHIRIA MANDLA | 11 KV KHOJA KHEDI MIX | NO VILLAGE FOUND | ADDITIONAL PARSORIYA VALA | 100 KVA | 1604
10606 | Damoh | Damoh South | Damoh Res | KHIRIA MANDLA | 11 KV KHOJA KHEDI MIX | NO VILLAGE FOUND | W/W RASTORIYA VALA | 25 KVA | 1596
10607 | Damoh | Damoh South | Damoh Res | KHIRIA MANDLA | 11 KV KHOJA KHEDI MIX | NO VILLAGE FOUND | ANUPRIYA JAIN VALA TIDONI | 100 KVA | 1597
10608 | Damoh | Damoh South | Damoh Res | KHIRIA MANDLA | 11 KV KHOJA KHEDI MIX | NO VILLAGE FOUND | RAJIT FLY ASH VALA | 25 KVA | 1586
10609 | Damoh | Damoh South | Damoh Res | KHIRIA MANDLA | 11 KV KHOJA KHEDI MIX | NO VILLAGE FOUND | MAKHIJA COLONY RASTORIYA | 100 KVA | 1583
10610 | Damoh | Damoh South | Damoh Res | KHIRIA MANDLA | 11 KV KHOJA KHEDI MIX | NO VILLAGE FOUND | CAMRA VALA IMLAI | 25 KVA | 1576
10611 | Damoh | Damoh South | Damoh Res | KHIRIA MANDLA | 11 KV KHOJA KHEDI MIX | Khoja Khedi | PARSORIYA BASTI WALA | 100 KVA | 653
10612 | Damoh | Damoh South | Damoh Res | KHIRIA MANDLA | 11 KV KHOJA KHEDI MIX | Jortala | RAJGHAT BASTI WALA | 100 KVA | 637
10613 | Damoh | Damoh South | Damoh Res | KHIRIA MANDLA | 11 KV KHOJA KHEDI MIX | Jortala | RAKESH PATEL RAJGHAT | 25 KVA | 636
10614 | Damoh | Damoh South | Damoh Res | KHIRIA MANDLA | 11 KV KHOJA KHEDI MIX | Rajghat Pipariya | BAKELAL RAJGHAT | 100 KVA | 622
10615 | Damoh | Damoh South | Damoh Res | KHIRIA MANDLA | 11 KV KHOJA KHEDI MIX | Umari | RATHOR WALA KHIRIYA | 25 KVA | 605
10616 | Damoh | Damoh South | Damoh Res | KHIRIA MANDLA | 11 KV KHOJA KHEDI MIX | Rajghat Pipariya | HARIJAN BASTI KHIRIYA | 100 KVA | 606
10617 | Damoh | Damoh South | Damoh Res | KHIRIA MANDLA | 11 KV KHOJA KHEDI MIX | NO VILLAGE FOUND | AMOL SINGH THAKUR VALA | 25 KVA | 1565
10618 | Damoh | Damoh South | Damoh Res | KHIRIA MANDLA | 11 KV KHOJA KHEDI MIX | NO VILLAGE FOUND | SANTOSH VALA | 25 KVA | 970
10619 | Damoh | Damoh South | Damoh Res | KHIRIA MANDLA | 11 KV KHOJA KHEDI MIX | NO VILLAGE FOUND | SUDAMA PATEL JORTALA | 25 KVA | 967
10620 | Damoh | Damoh South | Damoh Res | KHIRIA MANDLA | 11 KV KHWAJAKHEDI AG | Khoja Khedi | GUDDU THAKUR WALA KHOJAKHEDI | 25 KVA | 239
10621 | Damoh | Damoh South | Damoh Res | KHIRIA MANDLA | 11 KV KHWAJAKHEDI AG | Semra Bujurg | PATEL WALA SEMRA | 25 KVA | 234
10622 | Damoh | Damoh South | Damoh Res | KHIRIA MANDLA | 11 KV KHWAJAKHEDI AG | Semra Bujurg | BINDRAVAN PATEL WALA | 25 KVA | 231
10623 | Damoh | Damoh South | Damoh Res | KHIRIA MANDLA | 11 KV KHWAJAKHEDI AG | Khoja Khedi | KADHI HOUSE WALA KHOJAKHEDI | 25 KVA | 217
10624 | Damoh | Damoh South | Damoh Res | KHIRIA MANDLA | 11 KV KHWAJAKHEDI AG | Khoja Khedi | PRAMOD PATEL 2 KHOJAKHEDI | 25 KVA | 209
10625 | Damoh | Damoh South | Damoh Res | KHIRIA MANDLA | 11 KV KHWAJAKHEDI AG | Khoja Khedi | BAKIL SAB KHOJAKHEDI WALA | 25 KVA | 197
10626 | Damoh | Damoh South | Damoh Res | KHIRIA MANDLA | 11 KV KHWAJAKHEDI AG | Khoja Khedi | PRAMOD PATEL WALA KHOJA KHEDI | 25 KVA | 192
10627 | Damoh | Damoh South | Damoh Res | KHIRIA MANDLA | 11 KV KHWAJAKHEDI AG | Khoja Khedi | SHAYAMPATEL WALA KHOJA KHEDI | 25 KVA | 187
10628 | Damoh | Damoh South | Damoh Res | KHIRIA MANDLA | 11 KV KHWAJAKHEDI AG | Khoja Khedi | BHAGVANDAS WALA (NARBARIYA) KHOJAKHEDI | 25 KVA | 168
10629 | Damoh | Damoh South | Damoh Res | KHIRIA MANDLA | 11 KV KHWAJAKHEDI AG | Khoja Khedi | SUDAMA PATEL WALA KHOJA KHEDI | 25 KVA | 142
10630 | Damoh | Damoh South | Damoh Res | KHIRIA MANDLA | 11 KV KHWAJAKHEDI AG | Khoja Khedi | MAHENDRA PATEL KHOJAKHEDI | 25 KVA | 135
10631 | Damoh | Damoh South | Damoh Res | KHIRIA MANDLA | 11 KV KHWAJAKHEDI AG | Khoja Khedi | LAXMAN PATEL WALA KHOJAKHEDI | 25 KVA | 127
10632 | Damoh | Damoh South | Damoh Res | KHIRIA MANDLA | 11 KV KHWAJAKHEDI AG | Khoja Khedi | POORAN SINGH WALA KHOJAKHEDI | 25 KVA | 120
10633 | Damoh | Damoh South | Damoh Res | KHIRIA MANDLA | 11 KV KHWAJAKHEDI AG | Khoja Khedi | BARAT SINGH WALA KHOJAKHEDI | 25 KVA | 111
10634 | Damoh | Damoh South | Damoh Res | KHIRIA MANDLA | 11 KV KHWAJAKHEDI AG | Khoja Khedi | DOLAT SINGH KHOJAKHEDI | 25 KVA | 108
10635 | Damoh | Damoh South | Damoh Res | KHIRIA MANDLA | 11 KV KHWAJAKHEDI AG | Khoja Khedi | SAHAB SINGH KHOJAKHEDI | 25 KVA | 100
10636 | Damoh | Damoh South | Damoh Res | KHIRIA MANDLA | 11 KV KHWAJAKHEDI AG | Jortala | SHIVRAM MISHRA JORTALA KALA | 25 KVA | 82
10637 | Damoh | Damoh South | Damoh Res | KHIRIA MANDLA | 11 KV KHWAJAKHEDI AG | Rajghat Pipariya | GHASITA WALA RAJGHAT | 25 KVA | 78
10638 | Damoh | Damoh South | Damoh Res | KHIRIA MANDLA | 11 KV KHWAJAKHEDI AG | Rajghat Pipariya | GAFLU PATEL WALA RAJGHAT | 25 KVA | 73
10639 | Damoh | Damoh South | Damoh Res | KHIRIA MANDLA | 11 KV KHWAJAKHEDI AG | Rajghat Pipariya | SHALIKRAM RAJGHAT PIPARIYA | 25 KVA | 62
10640 | Damoh | Damoh South | Damoh Res | KHIRIA MANDLA | 11 KV KHWAJAKHEDI AG | Rajghat Pipariya | TAKHAT SINGH RAJGHAT WALA | 25 KVA | 43
10641 | Damoh | Damoh South | Damoh Res | KHIRIA MANDLA | 11 KV KHWAJAKHEDI AG | Rajghat Pipariya | CHORAHA JI WALA RAJGHAT | 63 KVA | 34
10642 | Damoh | Damoh South | Damoh Res | KHIRIA MANDLA | 11 KV KHWAJAKHEDI AG | Rajghat Pipariya | DUARKA PATEL RAJGHAT | 25 KVA | 33
10643 | Damoh | Damoh South | Damoh Res | KHIRIA MANDLA | 11 KV KHWAJAKHEDI AG | Rajghat Pipariya | MAKUNDI PATEL WALA RAJGHAT PIPARIYA | 25 KVA | 30
10644 | Damoh | Damoh South | Damoh Res | KHIRIA MANDLA | 11 KV KHWAJAKHEDI AG | Imlai (OG) | LALLU PATEL WALA IMLAI | 25 KVA | 18
10645 | Damoh | Damoh South | Damoh Res | KHIRIA MANDLA | 11 KV KHWAJAKHEDI AG | Khoja Khedi | KHARAGRAM PATEL KHOJAKHEDI | 25 KVA | 245
10646 | Damoh | Damoh South | Damoh Res | KHIRIA MANDLA | 11 KV KHWAJAKHEDI AG | Khoja Khedi | LAXMAN PATEL WALA KHOJAKHEDI | 25 KVA | 268
10647 | Damoh | Damoh South | Damoh Res | KHIRIA MANDLA | 11 KV KHWAJAKHEDI AG | Khoja Khedi | THAKUR WALA KHOJAKHEDI | 63 KVA | 274
10648 | Damoh | Damoh South | Damoh Res | KHIRIA MANDLA | 11 KV KHWAJAKHEDI AG | Khoja Khedi | HEMENT PATEL KHOJAKHEDI | 25 KVA | 287
10649 | Damoh | Damoh South | Damoh Res | KHIRIA MANDLA | 11 KV KHWAJAKHEDI AG | Semra Bujurg | SEMRA WALE PATEL | 25 KVA | 288
10650 | Damoh | Damoh South | Damoh Res | KHIRIA MANDLA | 11 KV KHWAJAKHEDI AG | Khoja Khedi | IMLI WALE PATEL KHOJAKHEDI | 25 KVA | 299
10651 | Damoh | Damoh South | Damoh Res | KHIRIA MANDLA | 11 KV SINGPUR DL | Mahua Kheda | KASHIRAM THAKUR VALA | 25 KVA | 691
10652 | Damoh | Damoh South | Damoh Res | KHIRIA MANDLA | 11 KV SINGPUR DL | Simri Rajaram | BASTI WALA SIMARI | 63 KVA | 680
10653 | Damoh | Damoh South | Damoh Res | KHIRIA MANDLA | 11 KV SINGPUR DL | Khajri | GUDDU PATEL VALA | 25 KVA | 676
10654 | Damoh | Damoh South | Damoh Res | KHIRIA MANDLA | 11 KV SINGPUR DL | Khajri | BIHARI PATEL VALA | 25 KVA | 672
10655 | Damoh | Damoh South | Damoh Res | KHIRIA MANDLA | 11 KV SINGPUR DL | Khajri | DHARMENDRA AHIRVAL VALA | 25 KVA | 664
10656 | Damoh | Damoh South | Damoh Res | KHIRIA MANDLA | 11 KV SINGPUR DL | Khajri | RAMESH JAIN VALA | 25 KVA | 659
10657 | Damoh | Damoh South | Damoh Res | KHIRIA MANDLA | 11 KV SINGPUR DL | Simri Rajaram | VINDRAVAN THAKUR VALA | 25 KVA | 651
10658 | Damoh | Damoh South | Damoh Res | KHIRIA MANDLA | 11 KV SINGPUR DL | Simri Rajaram | WATER WORKS VALA | 25 KVA | 639
10659 | Damoh | Damoh South | Damoh Res | KHIRIA MANDLA | 11 KV SINGPUR DL | Simri Rajaram | SIMARI VALA | 100 KVA | 634
10660 | Damoh | Damoh South | Damoh Res | KHIRIA MANDLA | 11 KV SINGPUR DL | Simri Rajaram | AGRAWAL VALA | 25 KVA | 629
10661 | Damoh | Damoh South | Damoh Res | KHIRIA MANDLA | 11 KV SINGPUR DL | Imlai (OG) | WATCHMAN COLONY VALA | 25 KVA | 611
10662 | Damoh | Damoh South | Damoh Res | KHIRIA MANDLA | 11 KV SINGPUR DL | Imlai (OG) | MAI VALA | 25 KVA | 605
10663 | Damoh | Damoh South | Damoh Res | KHIRIA MANDLA | 11 KV SINGPUR DL | Imlai (OG) | HARIJAN BASTI | 63 KVA | 601
10664 | Damoh | Damoh South | Damoh Res | KHIRIA MANDLA | 11 KV SINGPUR DL | Imlai (OG) | HARIJAN BASTI VALA | 100 KVA | 596
10665 | Damoh | Damoh South | Damoh Res | KHIRIA MANDLA | 11 KV SINGPUR DL | Imlai (OG) | WATER WORKS VALA | 25 KVA | 588
10666 | Damoh | Damoh South | Damoh Res | KHIRIA MANDLA | 11 KV SINGPUR DL | Imlai (OG) | PUTAN HARI TALAIYA VALA | 25 KVA | 587
10667 | Damoh | Damoh South | Damoh Res | KHIRIA MANDLA | 11 KV SINGPUR DL | Mahua Kheda | PATEL WARE HOUSE VALA | 25 KVA | 570
10668 | Damoh | Damoh South | Damoh Res | KHIRIA MANDLA | 11 KV SINGPUR DL | Mahua Kheda | JIO TOWER WALA | 25 KVA | 567
10669 | Damoh | Damoh South | Damoh Res | KHIRIA MANDLA | 11 KV SINGPUR DL | Mahua Kheda | TIGADDA VALA | 100 KVA | 562
10670 | Damoh | Damoh South | Damoh Res | KHIRIA MANDLA | 11 KV SINGPUR DL | Mahua Kheda | LAL SINGH VALA | 100 KVA | 556
10671 | Damoh | Damoh South | Damoh Res | KHIRIA MANDLA | 11 KV SINGPUR DL | Mahua Kheda | MANAK PATEL VALA | 25 KVA | 549
10672 | Damoh | Damoh South | Damoh Res | KHIRIA MANDLA | 11 KV SINGPUR DL | Mahua Kheda | HARIRAM AHIRWAL VALA | 25 KVA | 537
10673 | Damoh | Damoh South | Damoh Res | KHIRIA MANDLA | 11 KV SINGPUR DL | Mahua Kheda | WORKER COLONY VALA | 100 KVA | 534
10674 | Damoh | Damoh South | Damoh Res | KHIRIA MANDLA | 11 KV SINGPUR DL | Khiriya | AYUSH AGRAWAL VALA | 25 KVA | 530
10675 | Damoh | Damoh South | Damoh Res | KHIRIA MANDLA | 11 KV SINGPUR DL | Mahua Kheda | VOLTAS VALA | 25 KVA | 522
10676 | Damoh | Damoh South | Damoh Res | KHIRIA MANDLA | 11 KV SINGPUR DL | Mahua Kheda | AHIRWAL WALA MAHUAKHEDA | 25 KVA | 516
10677 | Damoh | Damoh South | Damoh Res | KHIRIA MANDLA | 11 KV SINGPUR DL | Khiriya | GULAB SINGH VALA | 25 KVA | 512
10678 | Damoh | Damoh South | Damoh Res | KHIRIA MANDLA | 11 KV SINGPUR DL | Singpur Damoh (OG) | BASTI WALA SINGHPUR | 100 KVA | 710
10679 | Damoh | Damoh South | Damoh Res | KHIRIA MANDLA | 11 KV SINGPUR DL | Singpur Damoh (OG) | HARIJAN BASTI SINGHPUR | 25 KVA | 712
10680 | Damoh | Damoh South | Damoh Res | KHIRIA MANDLA | 11 KV SINGPUR DL | Singpur Damoh (OG) | PREETAM PATEL VALA | 25 KVA | 714
10681 | Damoh | Damoh South | Damoh Res | KHIRIA MANDLA | 11 KV SINGPUR DL | Singpur Damoh (OG) | BHAIJAN KE SAMNE VALA | 63 KVA | 717
10682 | Damoh | Damoh South | Damoh Res | KHIRIA MANDLA | 11 KV SINGPUR DL | Singpur Damoh (OG) | TAPRIYA TOLA VALA | 100 KVA | 723
10683 | Damoh | Damoh South | Damoh Res | KHIRIA MANDLA | 11 KV SINGPUR DL | NO VILLAGE FOUND | DEEPAK SONI MAHUAKHEDA | 63 KVA | 730
10684 | Damoh | Damoh South | Damoh Res | KHIRIA MANDLA | GANESHPURAM COLONY DL | Singpur Damoh (OG) | GANESHPURAM COLONI 1 | 200 KVA | 582
10685 | Damoh | Damoh South | Damoh Res | KHIRIA MANDLA | GANESHPURAM COLONY DL | Singpur Damoh (OG) | GANESHPURAM COLONI 2 | 200 KVA | 575
10686 | Damoh | Damoh South | Damoh Res | KHIRIA MANDLA | GANESHPURAM COLONY DL | NO VILLAGE FOUND | GANESH PURAM 3 | 200 KVA | 589
10687 | Damoh | Damoh South | Damoh Res | KHIRIA MANDLA | GANESHPURAM COLONY DL | NO VILLAGE FOUND | GANESH PURAM 4 | 200 KVA | 590
10688 | Damoh | Damoh South | Damoh Res | KHIRIA MANDLA | GANESHPURAM COLONY DL | NO VILLAGE FOUND | GANESH PURAM 7 | 200 KVA | 591
10689 | Damoh | Damoh South | Damoh Res | KHIRIA MANDLA | GANESHPURAM COLONY DL | NO VILLAGE FOUND | GANESH PURAM 6 | 200 KVA | 592
10690 | Damoh | Damoh South | Damoh Res | KHIRIA MANDLA | GANESHPURAM COLONY DL | NO VILLAGE FOUND | GANESH PURAM 5 | 200 KVA | 593
10691 | Damoh | Damoh South | Damoh Res | KHIRIA MANDLA | GANESHPURAM COLONY DL | NO VILLAGE FOUND | GANESH PURAM 8 | 200 KVA | 594
10692 | Damoh | Damoh South | Damoh Res | KHIRIA MANDLA | GANESHPURAM COLONY DL | NO VILLAGE FOUND | GANESH PURAM 9 | 200 KVA | 595
10693 | Damoh | Damoh South | Damoh Res | KHIRIA MANDLA | GANESHPURAM COLONY DL | NO VILLAGE FOUND | GANESH PURAM 10 | 200 KVA | 596
10694 | Damoh | Damoh South | Damoh Res | KHIRIA MANDLA | GANESHPURAM COLONY DL | NO VILLAGE FOUND | GANESH PURAM 11 | 200 KVA | 598
10695 | Damoh | Damoh South | Damoh Res | KHIRIA MANDLA | GANESHPURAM COLONY DL | NO VILLAGE FOUND | GANESH PURAM 12 | 200 KVA | 599
10696 | Damoh | Damoh South | Damoh Res | KHIRIA MANDLA | GANESHPURAM COLONY DL | NO VILLAGE FOUND | GANESH PURAM 13 | 200 KVA | 600
10697 | Damoh | Damoh South | Damoh Res | KHIRIA MANDLA | GANESHPURAM COLONY DL | NO VILLAGE FOUND | GANESH PURAM 14 | 200 KVA | 601
10698 | Damoh | Damoh South | Damoh Res | KHIRIA MANDLA | GANESHPURAM COLONY DL | NO VILLAGE FOUND | GANESH PURAM 15 | 200 KVA | 602
10699 | Damoh | Damoh South | Damoh Res | KHIRIA MANDLA | GANESHPURAM COLONY DL | NO VILLAGE FOUND | GANESH PURAM 16 | 200 KVA | 603
10700 | Damoh | Damoh South | Damoh Town | SITABAWRI | 11 KV T-5A | Hirdepur (CT) | SALEEM BIRYANI | 200 KVA | 13
10701 | Damoh | Damoh South | Damoh Town | SITABAWRI | 11 KV T-5A | Hirdepur (CT) | BEG SAB KE PASS | 200 KVA | 19
10702 | Damoh | Damoh South | Damoh Town | SITABAWRI | 11 KV T-5A | Hirdepur (CT) | BHARTI AIRTEL TOWER | 63 KVA | 20
10703 | Damoh | Damoh South | Damoh Town | SITABAWRI | 11 KV T-5A | Hirdepur (CT) | MURSID BABA | 200 KVA | 31
10704 | Damoh | Damoh South | Damoh Town | SITABAWRI | 11 KV T-5A | Hirdepur (CT) | GUDDA PATHAN | 100 KVA | 43
10705 | Damoh | Damoh South | Damoh Town | SITABAWRI | 11 KV T-5A | Hirdepur (CT) | IKRAAM MISTRI | 200 KVA | 48
10706 | Damoh | Damoh South | Damoh Town | SITABAWRI | 11 KV T-5A | Hirdepur (CT) | ABHAR MATA MANDIR | 200 KVA | 52
10707 | Damoh | Damoh South | Damoh Town | SITABAWRI | 11 KV T-5A | Hirdepur (CT) | CHOUBEY DAL MIL KE AAGE | 200 KVA | 53
10708 | Damoh | Damoh South | Damoh Town | SITABAWRI | 11 KV T-5A | Hirdepur (CT) | GAJANAND TEKRI PANI KI TANKI KE PASS | 200 KVA | 60
10709 | Damoh | Damoh South | Damoh Town | SITABAWRI | 11 KV T-5A | Hirdepur (CT) | PANI KI TANKI KE PASS | 200 KVA | 65
10710 | Damoh | Damoh South | Damoh Town | SITABAWRI | 11 KV T-5A | Hirdepur (CT) | TEEN BHAI KAM GAH | 200 KVA | 68
10711 | Damoh | Damoh South | Damoh Town | SITABAWRI | 11 KV T-5A | Hirdepur (CT) | CHOUBEY JI KE SAMNE | 200 KVA | 70
10712 | Damoh | Damoh South | Damoh Town | SITABAWRI | 11 KV T-5A | Hirdepur (CT) | SENDEY JI KE SAMNE | 200 KVA | 72
10713 | Damoh | Damoh South | Damoh Town | SITABAWRI | 11 KV T- 3 | Hirdepur (CT) | MARGHATA BALA | 200 KVA | 5
10714 | Damoh | Damoh South | Damoh Town | SITABAWRI | 11 KV T- 3 | Hirdepur (CT) | ASHMANI MATA | 200 KVA | 8
10715 | Damoh | Damoh South | Damoh Town | SITABAWRI | 11 KV T- 3 | Hirdepur (CT) | PYARE LAL CHAKKI | 200 KVA | 9
10716 | Damoh | Damoh South | Damoh Town | SITABAWRI | 11 KV T- 3 | Hirdepur (CT) | SITAWAVRI MAIN ROAD | 100 KVA | 11
10717 | Damoh | Damoh South | Damoh Town | SITABAWRI | 11 KV T- 3 | Hirdepur (CT) | NURI NAGAR | 100 KVA | 14
10718 | Damoh | Damoh South | Damoh Town | SITABAWRI | 11 KV T- 3 | Hirdepur (CT) | M/S.RELIANCE INFOCOM PVT.LTD. | 63 KVA | 17
10719 | Damoh | Damoh South | Damoh Town | SITABAWRI | 11 KV T- 3 | Hirdepur (CT) | TOWAR SITAWAVRI ROAD | 100 KVA | 18
10720 | Damoh | Damoh South | Damoh Town | SITABAWRI | 11 KV T- 3 | Hirdepur (CT) | SITAWAVRI CHOURAHA | 200 KVA | 20
10721 | Damoh | Damoh South | Damoh Town | SITABAWRI | 11 KV T- 3 | Hirdepur (CT) | ASHARAM CHOURAHA | 100 KVA | 23
10722 | Damoh | Damoh South | Damoh Town | SITABAWRI | 11 KV T- 3 | Rastoriya | M/S BHARTI INFORTEL LTD. | 63 KVA | 28
10723 | Damoh | Damoh South | Damoh Town | SITABAWRI | 11 KV T- 3 | Rastoriya | AJMERI HALL KE SAMNE | 200 KVA | 32
10724 | Damoh | Damoh South | Damoh Town | SITABAWRI | 11 KV T- 3 | Rastoriya | SAHEED PREM CHAND SCHOOL | 200 KVA | 35
10725 | Damoh | Damoh South | Damoh Town | SITABAWRI | 11 KV T- 3 | Rastoriya | HARSIDDHI MANDIR | 200 KVA | 42
10726 | Damoh | Damoh South | Damoh Town | SITABAWRI | 11 KV T- 3 | Hirdepur (CT) | PANI KI TANKI | 200 KVA | 46
10727 | Damoh | Damoh South | Damoh Town | SITABAWRI | 11 KV T- 3 | NO VILLAGE FOUND | NYA WALA | 200 KVA | 47
10728 | Damoh | Damoh South | Damoh Town | SITABAWRI | 11 KV T- 3 | Hirdepur (CT) | WATER WORKS | 200 KVA | 48
10729 | Damoh | Damoh South | Damoh Town | SITABAWRI | 11 KV T- 3 | Rastoriya | KARKE MOHALLA | 200 KVA | 53
10730 | Damoh | Damoh South | Damoh Town | SITABAWRI | 11 KV T- 3 | NO VILLAGE FOUND | NEW WALA | 25 KVA | 54
10731 | Damoh | Damoh South | Damoh Town | SITABAWRI | 11 KV T- 3 | Rastoriya | KURYANA KACHRA | 200 KVA | 55
10732 | Damoh | Damoh South | Damoh Town | SITABAWRI | 11 KV T-5 | Hirdepur (CT) | MONU PATHAK K PASS | 100 KVA | 90
10733 | Damoh | Damoh South | Damoh Town | SITABAWRI | 11 KV T-5 | Hirdepur (CT) | MANU MISHRA | 200 KVA | 85
10734 | Damoh | Damoh South | Damoh Town | SITABAWRI | 11 KV T-5 | Hirdepur (CT) | INDIAN HOTEL TALA K PASS | 100 KVA | 84
10735 | Damoh | Damoh South | Damoh Town | SITABAWRI | 11 KV T-5 | Hirdepur (CT) | RAMESH RATHORE PARSHAD KE SAMNE | 100 KVA | 80
10736 | Damoh | Damoh South | Damoh Town | SITABAWRI | 11 KV T-5 | Hirdepur (CT) | KABRISTAN KE SAMNE SULTANI MOHALLA | 100 KVA | 74
10737 | Damoh | Damoh South | Damoh Town | SITABAWRI | 11 KV T-5 | Hirdepur (CT) | NEAR HANUMAAN MANDIR | 100 KVA | 62
10738 | Damoh | Damoh South | Damoh Town | SITABAWRI | 11 KV T-5 | Hirdepur (CT) | AIRTEL TOWAR | 25 KVA | 59
10739 | Damoh | Damoh South | Damoh Town | SITABAWRI | 11 KV T-5 | Hirdepur (CT) | JIO TOWAR | 25 KVA | 42
10740 | Damoh | Damoh South | Damoh Town | SITABAWRI | 11 KV T-5 | Hirdepur (CT) | KALA MANDIR KE PASS | 200 KVA | 31
10741 | Damoh | Damoh South | Damoh Town | SITABAWRI | 11 KV T-5 | Hirdepur (CT) | PM AVASH 4 | 200 KVA | 21
10742 | Damoh | Damoh South | Damoh Town | SITABAWRI | 11 KV T-5 | Hirdepur (CT) | PM AVASH 3 | 200 KVA | 19
10743 | Damoh | Damoh South | Damoh Town | SITABAWRI | 11 KV T-5 | Hirdepur (CT) | PM AVASH 3 | 200 KVA | 18
10744 | Damoh | Damoh South | Damoh Town | SITABAWRI | 11 KV T-5 | Hirdepur (CT) | PM AVASH 2 | 200 KVA | 17
10745 | Damoh | Damoh South | Damoh Town | SITABAWRI | 11 KV T-5 | Hirdepur (CT) | PM AVASH 1 | 63 KVA | 15
10746 | Damoh | Damoh South | Damoh Town | SITABAWRI | 11 KV T-5 | Hirdepur (CT) | PM AWASH MAIN | 200 KVA | 14
10747 | Damoh | Damoh South | Damoh Town | SITABAWRI | 11 KV T-5 | Hirdepur (CT) | BALIKA CHATRAVASH | 25 KVA | 9
10748 | Damoh | Damoh South | Damoh Town | SITABAWRI | 11 KV T-5 | Hirdepur (CT) | IDEA CELLULAR PURANA THANA | 63 KVA | 99
10749 | Damoh | Damoh South | Damoh Town | SITABAWRI | 11 KV T-5 | Hirdepur (CT) | MSWTT SERVICE LTD | 25 KVA | 100
10750 | Damoh | Damoh South | Damoh Town | SITABAWRI | 11 KV T-5 | Hirdepur (CT) | TAMARKAR JI K PAS | 100 KVA | 101
10751 | Damoh | Damoh South | Damoh Town | SITABAWRI | 11 KV T-5 | Hirdepur (CT) | PURANA THANA CHOUK | 315 KVA | 102
10752 | Damoh | Damoh South | Damoh Town | SITABAWRI | 11 KV T-5 | Hirdepur (CT) | VISHAL MEGA MART | 200 KVA | 103
10753 | Damoh | Damoh South | Damoh Town | SITABAWRI | 11 KV T-5 | Hirdepur (CT) | PUTRI SHALA KE PAS | 315 KVA | 114
10754 | Damoh | Damoh South | Damoh Town | SITABAWRI | 11 KV T-5 | Hirdepur (CT) | NEMA BUILDING K AAGE TOWER | 25 KVA | 115
10755 | Damoh | Damoh South | Damoh Town | SITABAWRI | 11 KV T-5 | Hirdepur (CT) | PUTRI SHALA SCHOOL KE AAGE | 200 KVA | 116
10756 | Damoh | Damoh South | Damoh Town | SITABAWRI | 11 KV T-5 | NO VILLAGE FOUND | NAYA WALA | 200 KVA | 119
10757 | Damoh | Damoh South | Damoh Town | SITABAWRI | 11 KV T-5 | NO VILLAGE FOUND | NAYA WALA | 100 KVA | 120
10758 | Damoh | Damoh South | Damoh Town | SITABAWRI | 11 KV T-5 | NO VILLAGE FOUND | NAYA WALA | 200 KVA | 123
10759 | Damoh | Damoh South | Damoh Town | SITABAWRI | 11 KV T-5 | NO VILLAGE FOUND | NAYA WALA | 100 KVA | 126
10760 | Damoh | Damoh South | Damoh Town | SITABAWRI | 11 KV T-9 | Hirdepur (CT) | CHAMAN CHOWK | 200 KVA | 12
10761 | Damoh | Damoh South | Damoh Town | SITABAWRI | 11 KV T-9 | Hirdepur (CT) | CHAMAN CHOWK | 200 KVA | 14
10762 | Damoh | Damoh South | Damoh Town | SITABAWRI | 11 KV T-9 | Hirdepur (CT) | ABAAR MATA | 200 KVA | 18
10763 | Damoh | Damoh South | Damoh Town | SITABAWRI | 11 KV T-9 | Hirdepur (CT) | MURSHID BABA KASAI MANDI | 200 KVA | 20
10764 | Damoh | Damoh South | Damoh Town | SITABAWRI | 11 KV T-9 | Hirdepur (CT) | BADAPURA IMLA | 200 KVA | 27
10765 | Damoh | Damoh South | Damoh Town | SITABAWRI | 11 KV T-9 | Hirdepur (CT) | TOWAR | 100 KVA | 34
10766 | Damoh | Damoh South | Damoh Town | SITABAWRI | 11 KV T-9 | Hirdepur (CT) | MATHURA DP | 200 KVA | 38
10767 | Damoh | Damoh South | Damoh Town | SITABAWRI | 11 KV T-9 | Hirdepur (CT) | DR RAIKWAR | 200 KVA | 51
10768 | Damoh | Damoh South | Damoh Town | SITABAWRI | 11 KV T-9 | Hirdepur (CT) | PADAM CHAND DP | 200 KVA | 55
10769 | Damoh | Damoh South | Damoh Town | SITABAWRI | 11 KV T-9 | Hirdepur (CT) | NAIEM BABU | 200 KVA | 56
10770 | Damoh | Damoh South | Bansatarkheda | BANSA | 11 KV BALAKOT MIX | Bhilampura | TEJGARH BASTI | 100 KVA | 509
10771 | Damoh | Damoh South | Bansatarkheda | BANSA | 11 KV BALAKOT MIX | Bhilampura | JIO TOWER | 25 KVA | 506
10772 | Damoh | Damoh South | Bansatarkheda | BANSA | 11 KV BALAKOT MIX | Bhilampura | TEJGARH WATER BOX | 25 KVA | 494
10773 | Damoh | Damoh South | Bansatarkheda | BANSA | 11 KV BALAKOT MIX | Bhilampura | WATER BOX | 25 KVA | 486
10774 | Damoh | Damoh South | Bansatarkheda | BANSA | 11 KV BALAKOT MIX | Bhilampura | SHAKUN BALA | 25 KVA | 482
10775 | Damoh | Damoh South | Bansatarkheda | BANSA | 11 KV BALAKOT MIX | Bhilampura | BHILAMPUR BASTI | 63 KVA | 479
10776 | Damoh | Damoh South | Bansatarkheda | BANSA | 11 KV BALAKOT MIX | Bhilampura | BEL TABAR | 63 KVA | 471
10777 | Damoh | Damoh South | Bansatarkheda | BANSA | 11 KV BALAKOT MIX | Bhilampura | MAGHRAJ BALA | 25 KVA | 464
10778 | Damoh | Damoh South | Bansatarkheda | BANSA | 11 KV BALAKOT MIX | Bhilampura | HARIJAN TOLA | 25 KVA | 462
10779 | Damoh | Damoh South | Bansatarkheda | BANSA | 11 KV BALAKOT MIX | Bhilampura | JAGDEV | 25 KVA | 453
10780 | Damoh | Damoh South | Bansatarkheda | BANSA | 11 KV BALAKOT MIX | Bhilampura | CHOURAI WATER BOX | 25 KVA | 451
10781 | Damoh | Damoh South | Bansatarkheda | BANSA | 11 KV BALAKOT MIX | Bhilampura | WATER BOX | 25 KVA | 449
10782 | Damoh | Damoh South | Bansatarkheda | BANSA | 11 KV BALAKOT MIX | Bhilampura | CHOURAI BASTI | 100 KVA | 446
10783 | Damoh | Damoh South | Bansatarkheda | BANSA | 11 KV BALAKOT MIX | Bhilampura | HARIJAN WALA | 25 KVA | 436
10784 | Damoh | Damoh South | Bansatarkheda | BANSA | 11 KV BALAKOT MIX | Bhilampura | DARARIYA HAR | 63 KVA | 434
10785 | Damoh | Damoh South | Bansatarkheda | BANSA | 11 KV BALAKOT MIX | NO VILLAGE FOUND | DTR NOT TAGGED | 25 KVA | 418
10786 | Damoh | Damoh South | Bansatarkheda | BANSA | 11 KV BALAKOT MIX | Bhilampura | CHATAR BAI | 25 KVA | 414
10787 | Damoh | Damoh South | Bansatarkheda | BANSA | 11 KV BALAKOT MIX | Bhilampura | BASTI WALA | 25 KVA | 409
10788 | Damoh | Damoh South | Bansatarkheda | BANSA | 11 KV BALAKOT MIX | Balakot | NADI WALA | 63 KVA | 399
10789 | Damoh | Damoh South | Bansatarkheda | BANSA | 11 KV BALAKOT MIX | Balakot | JIO TOWER | 25 KVA | 393
10790 | Damoh | Damoh South | Bansatarkheda | BANSA | 11 KV BALAKOT MIX | NO VILLAGE FOUND | DTR NOT TAGGED | 25 KVA | 389
10791 | Damoh | Damoh South | Bansatarkheda | BANSA | 11 KV BALAKOT MIX | NO VILLAGE FOUND | DTR NOT TAGGED | 25 KVA | 386
10792 | Damoh | Damoh South | Bansatarkheda | BANSA | 11 KV BALAKOT MIX | NO VILLAGE FOUND | DTR NOT TAGGED | 25 KVA | 376
10793 | Damoh | Damoh South | Bansatarkheda | BANSA | 11 KV BALAKOT MIX | NO VILLAGE FOUND | DTR NOT TAGGED | 25 KVA | 360
10794 | Damoh | Damoh South | Bansatarkheda | BANSA | 11 KV BALAKOT MIX | NO VILLAGE FOUND | DTR NOT TAGGED | 25 KVA | 356
10795 | Damoh | Damoh South | Bansatarkheda | BANSA | 11 KV BALAKOT MIX | NO VILLAGE FOUND | DTR NOT TAGGED | 25 KVA | 315
10796 | Damoh | Damoh South | Bansatarkheda | BANSA | 11 KV BALAKOT MIX | NO VILLAGE FOUND | DTR NOT TAGGED | 25 KVA | 313
10797 | Damoh | Damoh South | Bansatarkheda | BANSA | 11 KV BALAKOT MIX | Balakot | MOHAN WALA | 25 KVA | 309
10798 | Damoh | Damoh South | Bansatarkheda | BANSA | 11 KV BALAKOT MIX | NO VILLAGE FOUND | DTR NOT TAGGED | 25 KVA | 303
10799 | Damoh | Damoh South | Bansatarkheda | BANSA | 11 KV BALAKOT MIX | NO VILLAGE FOUND | DTR NOT TAGGED | 25 KVA | 302
10800 | Damoh | Damoh South | Bansatarkheda | BANSA | 11 KV BALAKOT MIX | Boma | BASTI WALA | 100 KVA | 300
10801 | Damoh | Damoh South | Bansatarkheda | BANSA | 11 KV BALAKOT MIX | Boma | NARENDRA | 25 KVA | 298
10802 | Damoh | Damoh South | Bansatarkheda | BANSA | 11 KV BALAKOT MIX | Boma | BANK WALA | 63 KVA | 297
10803 | Damoh | Damoh South | Bansatarkheda | BANSA | 11 KV BALAKOT MIX | Boma | TALA TOLA | 25 KVA | 296
10804 | Damoh | Damoh South | Bansatarkheda | BANSA | 11 KV BALAKOT MIX | Boma | NARAYAN WALA | 25 KVA | 293
10805 | Damoh | Damoh South | Bansatarkheda | BANSA | 11 KV BALAKOT MIX | Boma | GULAB BAI | 25 KVA | 289
10806 | Damoh | Damoh South | Bansatarkheda | BANSA | 11 KV BALAKOT MIX | Boma | SHAHODRA BALA | 25 KVA | 281
10807 | Damoh | Damoh South | Bansatarkheda | BANSA | 11 KV BALAKOT MIX | Boma | BANK WALA | 25 KVA | 278
10808 | Damoh | Damoh South | Bansatarkheda | BANSA | 11 KV BALAKOT MIX | Boma | KATRA TOLA | 63 KVA | 276
10809 | Damoh | Damoh South | Bansatarkheda | BANSA | 11 KV BALAKOT MIX | Boma | KHIRKA TOLA | 25 KVA | 271
10810 | Damoh | Damoh South | Bansatarkheda | BANSA | 11 KV BALAKOT MIX | Boma | MUDDI TORIYA | 25 KVA | 267
10811 | Damoh | Damoh South | Bansatarkheda | BANSA | 11 KV BALAKOT MIX | Dhangourgunji | CHAKAI TOLA | 25 KVA | 256
10812 | Damoh | Damoh South | Bansatarkheda | BANSA | 11 KV BALAKOT MIX | Dhangourgunji | KATRA TOLA | 25 KVA | 247
10813 | Damoh | Damoh South | Bansatarkheda | BANSA | 11 KV BALAKOT MIX | Dhangourgunji | NARAYAN WALA | 25 KVA | 246
10814 | Damoh | Damoh South | Bansatarkheda | BANSA | 11 KV BALAKOT MIX | NO VILLAGE FOUND | DTR NOT TAGGED | 25 KVA | 243
10815 | Damoh | Damoh South | Bansatarkheda | BANSA | 11 KV BALAKOT MIX | Dhangourgunji | RATAN WALA | 25 KVA | 241
10816 | Damoh | Damoh South | Bansatarkheda | BANSA | 11 KV BALAKOT MIX | Dhangourgunji | LEELEND BALA | 25 KVA | 238
10817 | Damoh | Damoh South | Bansatarkheda | BANSA | 11 KV BALAKOT MIX | Khejra Patmohna | HARIJAN WALA | 25 KVA | 181
10818 | Damoh | Damoh South | Bansatarkheda | BANSA | 11 KV BALAKOT MIX | Birpati | GUNJI BASTI | 25 KVA | 179
10819 | Damoh | Damoh South | Bansatarkheda | BANSA | 11 KV BALAKOT MIX | Sagoni Baleh | PATEL MOHALLA | 25 KVA | 169
10820 | Damoh | Damoh South | Bansatarkheda | BANSA | 11 KV BALAKOT MIX | Patmohna | AIRTEL TOWER | 25 KVA | 163
10821 | Damoh | Damoh South | Bansatarkheda | BANSA | 11 KV BALAKOT MIX | Sagoni Baleh | MANDIR WALA | 63 KVA | 162
10822 | Damoh | Damoh South | Bansatarkheda | BANSA | 11 KV BALAKOT MIX | Patmohna | RELAINCE TOWER | 25 KVA | 157
10823 | Damoh | Damoh South | Bansatarkheda | BANSA | 11 KV BALAKOT MIX | Patmohna | DHANGOUR BASTI | 100 KVA | 156
10824 | Damoh | Damoh South | Bansatarkheda | BANSA | 11 KV BALAKOT MIX | Patmohna | SCHOOL WALA | 25 KVA | 154
10825 | Damoh | Damoh South | Bansatarkheda | BANSA | 11 KV BALAKOT MIX | Khejra Patmohna | DHANGOUR TIGADA | 63 KVA | 147
10826 | Damoh | Damoh South | Bansatarkheda | BANSA | 11 KV BALAKOT MIX | Khejra Patmohna | PATEL MOHALLA | 25 KVA | 133
10827 | Damoh | Damoh South | Bansatarkheda | BANSA | 11 KV BALAKOT MIX | Khejra Patmohna | TALA WALA | 25 KVA | 127
10828 | Damoh | Damoh South | Bansatarkheda | BANSA | 11 KV BALAKOT MIX | Parasari | PADUAA | 25 KVA | 116
10829 | Damoh | Damoh South | Bansatarkheda | BANSA | 11 KV BALAKOT MIX | Mahadpur | AKHLESH WALA | 25 KVA | 115
10830 | Damoh | Damoh South | Bansatarkheda | BANSA | 11 KV BALAKOT MIX | Mahadpur | LANJI BASTI | 25 KVA | 111
10831 | Damoh | Damoh South | Bansatarkheda | BANSA | 11 KV BALAKOT MIX | Mahadpur | KALLOBAI BALA | 25 KVA | 108
10832 | Damoh | Damoh South | Bansatarkheda | BANSA | 11 KV BALAKOT MIX | Parasari | CHORMAR BALA | 25 KVA | 101
10833 | Damoh | Damoh South | Bansatarkheda | BANSA | 11 KV BALAKOT MIX | NO VILLAGE FOUND | DTR NOT TAGGED | 25 KVA | 91
10834 | Damoh | Damoh South | Bansatarkheda | BANSA | 11 KV BALAKOT MIX | NO VILLAGE FOUND | DTR NOT TAGGED | 25 KVA | 83
10835 | Damoh | Damoh South | Bansatarkheda | BANSA | 11 KV BALAKOT MIX | NO VILLAGE FOUND | DTR NOT TAGGED | 25 KVA | 81
10836 | Damoh | Damoh South | Bansatarkheda | BANSA | 11 KV BALAKOT MIX | NO VILLAGE FOUND | DTR NOT TAGGED | 100 KVA | 76
10837 | Damoh | Damoh South | Bansatarkheda | BANSA | 11 KV BALAKOT MIX | NO VILLAGE FOUND | DTR NOT TAGGED | 63 KVA | 73
10838 | Damoh | Damoh South | Bansatarkheda | BANSA | 11 KV BALAKOT MIX | NO VILLAGE FOUND | DTR NOT TAGGED | 25 KVA | 38
10839 | Damoh | Damoh South | Bansatarkheda | BANSA | 11 KV BALAKOT MIX | NO VILLAGE FOUND | DTR NOT TAGGED | 25 KVA | 32
10840 | Damoh | Damoh South | Bansatarkheda | BANSA | 11 KV BALAKOT MIX | Deoran | TARKHEDA | 25 KVA | 16
10841 | Damoh | Damoh South | Bansatarkheda | BANSA | 11 KV BALAKOT MIX | NO VILLAGE FOUND | DTR NOT TAGGED | 25 KVA | 11
10842 | Damoh | Damoh South | Bansatarkheda | BANSA | 11 KV BALAKOT MIX | Tejgarh Khurd | BAHERA BASTI | 25 KVA | 571
10843 | Damoh | Damoh South | Bansatarkheda | BANSA | 11 KV BALAKOT MIX | Bahera | BAHERA BASTI | 25 KVA | 574
10844 | Damoh | Damoh South | Bansatarkheda | BANSA | 11 KV BALAKOT MIX | Deoran | TARKHEDA PHE | 63 KVA | 583
10845 | Damoh | Damoh South | Bansatarkheda | BANSA | 11 KV BALAKOT MIX | NO VILLAGE FOUND | DTR NOT TAGGED | 25 KVA | 586
10846 | Damoh | Damoh South | Bansatarkheda | BANSA | 11 KV BALAKOT MIX | NO VILLAGE FOUND | DTR NOT TAGGED | 25 KVA | 599
10847 | Damoh | Damoh South | Bansatarkheda | BANSA | 11 KV BALAKOT MIX | NO VILLAGE FOUND | DTR NOT TAGGED | 25 KVA | 603
10848 | Damoh | Damoh South | Bansatarkheda | BANSA | 11 KV BALAKOT MIX | NO VILLAGE FOUND | DTR NOT TAGGED | 25 KVA | 612
10849 | Damoh | Damoh South | Bansatarkheda | BANSA | 11 KV BALAKOT MIX | NO VILLAGE FOUND | DTR NOT TAGGED | 25 KVA | 614
10850 | Damoh | Damoh South | Bansatarkheda | BANSA | 11 KV BALAKOT MIX | NO VILLAGE FOUND | DTR NOT TAGGED | 25 KVA | 618
10851 | Damoh | Damoh South | Bansatarkheda | BANSA | 11 KV BALAKOT MIX | NO VILLAGE FOUND | DTR NOT TAGGED | 25 KVA | 628
10852 | Damoh | Damoh South | Bansatarkheda | BANSA | 11 KV BALAKOT MIX | NO VILLAGE FOUND | DTR NOT TAGGED | 25 KVA | 629
10853 | Damoh | Damoh South | Bansatarkheda | BANSA | 11 KV BALAKOT MIX | NO VILLAGE FOUND | DTR NOT TAGGED | 25 KVA | 634
10854 | Damoh | Damoh South | Bansatarkheda | BANSA | 11 KV BALAKOT+BASNI AG | Bansatar Kheda (CT) | MUNDI GHATIYA BASNI | 25 KVA | 968
10855 | Damoh | Damoh South | Bansatarkheda | BANSA | 11 KV BALAKOT+BASNI AG | Bansatar Kheda (CT) | TALA WALA | 25 KVA | 961
10856 | Damoh | Damoh South | Bansatarkheda | BANSA | 11 KV BALAKOT+BASNI AG | Bansatar Kheda (CT) | BHAGONI NETA | 25 KVA | 952
10857 | Damoh | Damoh South | Bansatarkheda | BANSA | 11 KV BALAKOT+BASNI AG | Bansatar Kheda (CT) | SARPANCH BALA | 25 KVA | 943
10858 | Damoh | Damoh South | Bansatarkheda | BANSA | 11 KV BALAKOT+BASNI AG | Bansatar Kheda (CT) | LAKHSMINARAYAN BALA | 25 KVA | 938
10859 | Damoh | Damoh South | Bansatarkheda | BANSA | 11 KV BALAKOT+BASNI AG | Bansatar Kheda (CT) | GURDAR HAR | 100 KVA | 932
10860 | Damoh | Damoh South | Bansatarkheda | BANSA | 11 KV BALAKOT+BASNI AG | Bansatar Kheda (CT) | BHAGIRATH BALA | 25 KVA | 919
10861 | Damoh | Damoh South | Bansatarkheda | BANSA | 11 KV BALAKOT+BASNI AG | Bansatar Kheda (CT) | TIRATH BALA | 25 KVA | 916
10862 | Damoh | Damoh South | Bansatarkheda | BANSA | 11 KV BALAKOT+BASNI AG | Birpati | TALA WALA | 63 KVA | 891
10863 | Damoh | Damoh South | Bansatarkheda | BANSA | 11 KV BALAKOT+BASNI AG | Khejra Patmohna | DHANGOR HAR | 63 KVA | 880
10864 | Damoh | Damoh South | Bansatarkheda | BANSA | 11 KV BALAKOT+BASNI AG | Khejra Patmohna | SHUDHARANI BAIDH | 25 KVA | 878
10865 | Damoh | Damoh South | Bansatarkheda | BANSA | 11 KV BALAKOT+BASNI AG | Khejra Patmohna | PAHLAD PATEL BALA | 63 KVA | 868
10866 | Damoh | Damoh South | Bansatarkheda | BANSA | 11 KV BALAKOT+BASNI AG | Khejra Patmohna | PANDE BALA | 100 KVA | 862
10867 | Damoh | Damoh South | Bansatarkheda | BANSA | 11 KV BALAKOT+BASNI AG | Parasari | MASAB BALA | 25 KVA | 845
10868 | Damoh | Damoh South | Bansatarkheda | BANSA | 11 KV BALAKOT+BASNI AG | Parasari | CHANDA BAI | 25 KVA | 825
10869 | Damoh | Damoh South | Bansatarkheda | BANSA | 11 KV BALAKOT+BASNI AG | Parasari | KOSALIYA RANI SEN | 25 KVA | 821
10870 | Damoh | Damoh South | Bansatarkheda | BANSA | 11 KV BALAKOT+BASNI AG | Parasari | MISRAJI | 25 KVA | 810
10871 | Damoh | Damoh South | Bansatarkheda | BANSA | 11 KV BALAKOT+BASNI AG | Parasari | AJIT KUMAR JAIN | 25 KVA | 799
10872 | Damoh | Damoh South | Bansatarkheda | BANSA | 11 KV BALAKOT+BASNI AG | Parasari | IMALIYA HAR | 100 KVA | 793
10873 | Damoh | Damoh South | Bansatarkheda | BANSA | 11 KV BALAKOT+BASNI AG | Parasari | BARDI PATEL | 25 KVA | 785
10874 | Damoh | Damoh South | Bansatarkheda | BANSA | 11 KV BALAKOT+BASNI AG | Parasari | AJIDDI PATEL | 25 KVA | 779
10875 | Damoh | Damoh South | Bansatarkheda | BANSA | 11 KV BALAKOT+BASNI AG | Parasari | AMIT KUMAR PATEL | 25 KVA | 775
10876 | Damoh | Damoh South | Bansatarkheda | BANSA | 11 KV BALAKOT+BASNI AG | Parasari | MASAB BALA | 25 KVA | 758
10877 | Damoh | Damoh South | Bansatarkheda | BANSA | 11 KV BALAKOT+BASNI AG | Pipariya Turkai | PARSHOTTAM BALA | 25 KVA | 756
10878 | Damoh | Damoh South | Bansatarkheda | BANSA | 11 KV BALAKOT+BASNI AG | Sar Khadi | RAJESHKUMAR SHAHU | 25 KVA | 732
10879 | Damoh | Damoh South | Bansatarkheda | BANSA | 11 KV BALAKOT+BASNI AG | Sar Khadi | SURESHCHAND | 63 KVA | 722
10880 | Damoh | Damoh South | Bansatarkheda | BANSA | 11 KV BALAKOT+BASNI AG | Sar Khadi | CHITHAU BALA HAR | 100 KVA | 712
10881 | Damoh | Damoh South | Bansatarkheda | BANSA | 11 KV BALAKOT+BASNI AG | Sar Khadi | MANOJ AHIRBAL | 25 KVA | 704
10882 | Damoh | Damoh South | Bansatarkheda | BANSA | 11 KV BALAKOT+BASNI AG | NO VILLAGE FOUND | DTR NOT TAGGED | 25 KVA | 692
10883 | Damoh | Damoh South | Bansatarkheda | BANSA | 11 KV BALAKOT+BASNI AG | Bansatar Kheda (CT) | KHUDAR HAR BALA 63 KVA | 63 KVA | 1004
10884 | Damoh | Damoh South | Bansatarkheda | BANSA | 11 KV BALAKOT+BASNI AG | Sihora | DALU BALA | 25 KVA | 1014
10885 | Damoh | Damoh South | Bansatarkheda | BANSA | 11 KV BALAKOT+BASNI AG | Sihora | BASNI HAR BALA | 25 KVA | 1016
10886 | Damoh | Damoh South | Bansatarkheda | BANSA | 11 KV BALAKOT+BASNI AG | Sihora | KHAMENA BASTI | 25 KVA | 1022
10887 | Damoh | Damoh South | Bansatarkheda | BANSA | 11 KV BALAKOT+BASNI AG | Sihora | KASIRAM AHIRBAL | 25 KVA | 1026
10888 | Damoh | Damoh South | Bansatarkheda | BANSA | 11 KV BALAKOT+BASNI AG | Sihora | MANOJ AHIRBAL | 25 KVA | 1028
10889 | Damoh | Damoh South | Bansatarkheda | BANSA | 11 KV BALAKOT+BASNI AG | Sihora | BHARAT BALA | 25 KVA | 1032
10890 | Damoh | Damoh South | Bansatarkheda | BANSA | 11 KV BALAKOT+BASNI AG | Bansatar Kheda (CT) | BALRAM BALA | 100 KVA | 1041
10891 | Damoh | Damoh South | Bansatarkheda | BANSA | 11 KV BANSA DL | Deoran | REKHAWALA | 63 KVA | 85
10892 | Damoh | Damoh South | Bansatarkheda | BANSA | 11 KV BANSA DL | Deoran | MARGHATA WALA | 100 KVA | 84
10893 | Damoh | Damoh South | Bansatarkheda | BANSA | 11 KV BANSA DL | Deoran | MARGHATA WALA | 100 KVA | 83
10894 | Damoh | Damoh South | Bansatarkheda | BANSA | 11 KV BANSA DL | Deoran | TARKHEDA | 25 KVA | 80
10895 | Damoh | Damoh South | Bansatarkheda | BANSA | 11 KV BANSA DL | Deoran | DHEERAJ WALA | 63 KVA | 73
10896 | Damoh | Damoh South | Bansatarkheda | BANSA | 11 KV BANSA DL | NO VILLAGE FOUND | DTR NOT TAGGED | 100 KVA | 70
10897 | Damoh | Damoh South | Bansatarkheda | BANSA | 11 KV BANSA DL | Deoran | JIO WALA | 25 KVA | 69
10898 | Damoh | Damoh South | Bansatarkheda | BANSA | 11 KV BANSA DL | Deoran | KALONI | 25 KVA | 66
10899 | Damoh | Damoh South | Bansatarkheda | BANSA | 11 KV BANSA DL | NO VILLAGE FOUND | DTR NOT TAGGED | 63 KVA | 59
10900 | Damoh | Damoh South | Bansatarkheda | BANSA | 11 KV BANSA DL | Deoran | TIWARIWALA | 100 KVA | 58
10901 | Damoh | Damoh South | Bansatarkheda | BANSA | 11 KV BANSA DL | Deoran | TIWARIWALA | 100 KVA | 57
10902 | Damoh | Damoh South | Bansatarkheda | BANSA | 11 KV BANSA DL | Deoran | HARIJAN MUHALLA | 25 KVA | 55
10903 | Damoh | Damoh South | Bansatarkheda | BANSA | 11 KV BANSA DL | Hinota Narsinghgarh | PUMP WALA | 25 KVA | 48
10904 | Damoh | Damoh South | Bansatarkheda | BANSA | 11 KV BANSA DL | Hinota Narsinghgarh | GULAB WABA ROAD | 25 KVA | 43
10905 | Damoh | Damoh South | Bansatarkheda | BANSA | 11 KV BANSA DL | NO VILLAGE FOUND | DTR NOT TAGGED | 63 KVA | 39
10906 | Damoh | Damoh South | Bansatarkheda | BANSA | 11 KV BANSA DL | Deoran | RELINCE WALA SAGAR ROAD | 100 KVA | 36
10907 | Damoh | Damoh South | Bansatarkheda | BANSA | 11 KV BANSA DL | Deoran | PHE WALA | 25 KVA | 34
10908 | Damoh | Damoh South | Bansatarkheda | BANSA | 11 KV BANSA DL | Deoran | STEND WALA | 200 KVA | 19
10909 | Damoh | Damoh South | Bansatarkheda | BANSA | 11 KV BANSA DL | Deoran | CHORASIYA WALA | 100 KVA | 11
10910 | Damoh | Damoh South | Bansatarkheda | BANSA | 11 KV BANSA DL | Deoran | GULABDAS WALA | 25 KVA | 6
10911 | Damoh | Damoh South | Bansatarkheda | BANSA | 11 KV BANSA DL | NO VILLAGE FOUND | DTR NOT TAGGED | 25 KVA | 90
10912 | Damoh | Damoh South | Bansatarkheda | BANSA | 11 KV BASNI DL | NO VILLAGE FOUND | PHE KHABENA MAAL | 25 KVA | 136
10913 | Damoh | Damoh South | Bansatarkheda | BANSA | 11 KV BASNI DL | NO VILLAGE FOUND | RAJEEV GHADHI KHABENA | 25 KVA | 133
10914 | Damoh | Damoh South | Bansatarkheda | BANSA | 11 KV BASNI DL | NO VILLAGE FOUND | SARU WALA KHAVENA | 25 KVA | 127
10915 | Damoh | Damoh South | Bansatarkheda | BANSA | 11 KV BASNI DL | NO VILLAGE FOUND | PANDIT WALA KHABENA | 25 KVA | 126
10916 | Damoh | Damoh South | Bansatarkheda | BANSA | 11 KV BASNI DL | Bansni | CHHOTI BASNI | 25 KVA | 86
10917 | Damoh | Damoh South | Bansatarkheda | BANSA | 11 KV BASNI DL | NO VILLAGE FOUND | BASTI WALA BASNI 63 KVA | 63 KVA | 85
10918 | Damoh | Damoh South | Bansatarkheda | BANSA | 11 KV BASNI DL | NO VILLAGE FOUND | RAJEEV GHADHI BASNI | 25 KVA | 81
10919 | Damoh | Damoh South | Bansatarkheda | BANSA | 11 KV BASNI DL | NO VILLAGE FOUND | BHIMPURA BASTI KHIRKA | 25 KVA | 65
10920 | Damoh | Damoh South | Bansatarkheda | BANSA | 11 KV BASNI DL | Bansni | BASTI WALA | 25 KVA | 55
10921 | Damoh | Damoh South | Bansatarkheda | BANSA | 11 KV BASNI DL | NO VILLAGE FOUND | PHE CHHOTI BASNI | 25 KVA | 49
10922 | Damoh | Damoh South | Bansatarkheda | BANSA | 11 KV BASNI DL | NO VILLAGE FOUND | CHHOTI BASNI UPADHYAY WALA | 25 KVA | 40
10923 | Damoh | Damoh South | Bansatarkheda | BANSA | 11 KV BASNI DL | NO VILLAGE FOUND | BHAIRAM CHOTI BASNI | 25 KVA | 36
10924 | Damoh | Damoh South | Bansatarkheda | BANSA | 11 KV BASNI DL | NO VILLAGE FOUND | HADARI BASTI WALA | 63 KVA | 154
10925 | Damoh | Damoh South | Bansatarkheda | BANSA | 11 KV IDEA DL | Bansatar Kheda (CT) | IDEA PATHAK | 25 KVA | 5
10926 | Damoh | Damoh South | Bansatarkheda | BANSA | 11 KV KORASA MIX | Rajalwari | KAILASH BALA | 25 KVA | 807
10927 | Damoh | Damoh South | Bansatarkheda | BANSA | 11 KV KORASA MIX | Rajalwari | MALTI BAI | 25 KVA | 803
10928 | Damoh | Damoh South | Bansatarkheda | BANSA | 11 KV KORASA MIX | Rajalwari | CHHAPRAT HAR | 25 KVA | 799
10929 | Damoh | Damoh South | Bansatarkheda | BANSA | 11 KV KORASA MIX | Bamhori Jodha | PATEL BALA | 25 KVA | 794
10930 | Damoh | Damoh South | Bansatarkheda | BANSA | 11 KV KORASA MIX | Bamhori Jodha | DURGESH BALA | 25 KVA | 790
10931 | Damoh | Damoh South | Bansatarkheda | BANSA | 11 KV KORASA MIX | Rajalwari | ALOK PATEL | 25 KVA | 781
10932 | Damoh | Damoh South | Bansatarkheda | BANSA | 11 KV KORASA MIX | Rajalwari | SHANKAR LAL BALA | 25 KVA | 778
10933 | Damoh | Damoh South | Bansatarkheda | BANSA | 11 KV KORASA MIX | Rajalwari | KALURAM BALA | 25 KVA | 772
10934 | Damoh | Damoh South | Bansatarkheda | BANSA | 11 KV KORASA MIX | Rajalwari | SAVITA BALA | 25 KVA | 767
10935 | Damoh | Damoh South | Bansatarkheda | BANSA | 11 KV KORASA MIX | Rajalwari | RAJKUMAR BALA | 25 KVA | 763
10936 | Damoh | Damoh South | Bansatarkheda | BANSA | 11 KV KORASA MIX | Bamhori Jodha | OMKAR BALA | 25 KVA | 754
10937 | Damoh | Damoh South | Bansatarkheda | BANSA | 11 KV KORASA MIX | Bamhori Jodha | PURAN BALA | 25 KVA | 744
10938 | Damoh | Damoh South | Bansatarkheda | BANSA | 11 KV KORASA MIX | Bamhori Jodha | CHHAPRAT BASTI | 100 KVA | 741
10939 | Damoh | Damoh South | Bansatarkheda | BANSA | 11 KV KORASA MIX | Bamhori Jodha | CHANDRABHAN BALA | 25 KVA | 738
10940 | Damoh | Damoh South | Bansatarkheda | BANSA | 11 KV KORASA MIX | Bamhori Jodha | BAMHORI BASTI | 25 KVA | 728
10941 | Damoh | Damoh South | Bansatarkheda | BANSA | 11 KV KORASA MIX | Bamhori Jodha | MANOJ BALA | 25 KVA | 726
10942 | Damoh | Damoh South | Bansatarkheda | BANSA | 11 KV KORASA MIX | Bamhori Jodha | VIJAY BALA | 25 KVA | 719
10943 | Damoh | Damoh South | Bansatarkheda | BANSA | 11 KV KORASA MIX | NO VILLAGE FOUND | DTR NOT TAGGED | 25 KVA | 716
10944 | Damoh | Damoh South | Bansatarkheda | BANSA | 11 KV KORASA MIX | Bamhori Jodha | BAMHORI BASTI | 100 KVA | 711
10945 | Damoh | Damoh South | Bansatarkheda | BANSA | 11 KV KORASA MIX | Bamhori Jodha | BAMHORI MADIR | 25 KVA | 708
10946 | Damoh | Damoh South | Bansatarkheda | BANSA | 11 KV KORASA MIX | Rajalwari | PRABHA PATEL | 25 KVA | 690
10947 | Damoh | Damoh South | Bansatarkheda | BANSA | 11 KV KORASA MIX | Rajalwari | GAYTRI BAI | 25 KVA | 683
10948 | Damoh | Damoh South | Bansatarkheda | BANSA | 11 KV KORASA MIX | Rajalwari | HARICHANDRA BALA | 25 KVA | 676
10949 | Damoh | Damoh South | Bansatarkheda | BANSA | 11 KV KORASA MIX | Rajalwari | VISHAVNATH BALA | 25 KVA | 671
10950 | Damoh | Damoh South | Bansatarkheda | BANSA | 11 KV KORASA MIX | Rajalwari | SANTOSH PATEL | 25 KVA | 667
10951 | Damoh | Damoh South | Bansatarkheda | BANSA | 11 KV KORASA MIX | Sadguwan | RAMESHAVAR BALA | 25 KVA | 662
10952 | Damoh | Damoh South | Bansatarkheda | BANSA | 11 KV KORASA MIX | Sadguwan | HARIRAM | 25 KVA | 658
10953 | Damoh | Damoh South | Bansatarkheda | BANSA | 11 KV KORASA MIX | Sadguwan | MAHESH BALA | 25 KVA | 653
10954 | Damoh | Damoh South | Bansatarkheda | BANSA | 11 KV KORASA MIX | Sadguwan | RAJULWARI BASTI | 25 KVA | 650
10955 | Damoh | Damoh South | Bansatarkheda | BANSA | 11 KV KORASA MIX | Sadguwan | RAJULWARI BASTI | 25 KVA | 645
10956 | Damoh | Damoh South | Bansatarkheda | BANSA | 11 KV KORASA MIX | Sadguwan | GHASIRAM | 25 KVA | 643
10957 | Damoh | Damoh South | Bansatarkheda | BANSA | 11 KV KORASA MIX | Sadguwan | MAHESH | 25 KVA | 640
10958 | Damoh | Damoh South | Bansatarkheda | BANSA | 11 KV KORASA MIX | Sadguwan | GAYTRI BAI | 25 KVA | 634
10959 | Damoh | Damoh South | Bansatarkheda | BANSA | 11 KV KORASA MIX | Sadguwan | RAJULWARI BASTI | 100 KVA | 624
10960 | Damoh | Damoh South | Bansatarkheda | BANSA | 11 KV KORASA MIX | Sadguwan | RADHE PATEL | 25 KVA | 619
10961 | Damoh | Damoh South | Bansatarkheda | BANSA | 11 KV KORASA MIX | Bhonrasa | DARAMDASH | 25 KVA | 611
10962 | Damoh | Damoh South | Bansatarkheda | BANSA | 11 KV KORASA MIX | Bhonrasa | JAGMOHAN | 25 KVA | 609
10963 | Damoh | Damoh South | Bansatarkheda | BANSA | 11 KV KORASA MIX | Bhonrasa | GOUR BALA | 25 KVA | 604
10964 | Damoh | Damoh South | Bansatarkheda | BANSA | 11 KV KORASA MIX | Pipariya Chhakka | MANOHAR | 25 KVA | 594
10965 | Damoh | Damoh South | Bansatarkheda | BANSA | 11 KV KORASA MIX | Pipariya Chhakka | KUSHAMRANI BALA | 25 KVA | 590
10966 | Damoh | Damoh South | Bansatarkheda | BANSA | 11 KV KORASA MIX | Pipariya Chhakka | MANOHAR | 25 KVA | 585
10967 | Damoh | Damoh South | Bansatarkheda | BANSA | 11 KV KORASA MIX | Pipariya Chhakka | DASHRATH BALA | 25 KVA | 580
10968 | Damoh | Damoh South | Bansatarkheda | BANSA | 11 KV KORASA MIX | Pipariya Chhakka | BHARAT BALA | 25 KVA | 576
10969 | Damoh | Damoh South | Bansatarkheda | BANSA | 11 KV KORASA MIX | Pipariya Chhakka | ANIL BALA | 25 KVA | 570
10970 | Damoh | Damoh South | Bansatarkheda | BANSA | 11 KV KORASA MIX | Pipariya Chhakka | REKHA RANI | 25 KVA | 566
10971 | Damoh | Damoh South | Bansatarkheda | BANSA | 11 KV KORASA MIX | Bhonrasa | APESH BALA | 25 KVA | 564
10972 | Damoh | Damoh South | Bansatarkheda | BANSA | 11 KV KORASA MIX | Bhonrasa | SHILRANI | 25 KVA | 557
10973 | Damoh | Damoh South | Bansatarkheda | BANSA | 11 KV KORASA MIX | Bhonrasa | BALRAM | 25 KVA | 553
10974 | Damoh | Damoh South | Bansatarkheda | BANSA | 11 KV KORASA MIX | Bhonrasa | HAJARI BALA | 25 KVA | 546
10975 | Damoh | Damoh South | Bansatarkheda | BANSA | 11 KV KORASA MIX | Bhonrasa | KUNVAR BAI | 25 KVA | 539
10976 | Damoh | Damoh South | Bansatarkheda | BANSA | 11 KV KORASA MIX | Bhonrasa | DHANIRAM BALA | 25 KVA | 533
10977 | Damoh | Damoh South | Bansatarkheda | BANSA | 11 KV KORASA MIX | Pipariya Chhakka | PARSHOTTAM | 25 KVA | 521
10978 | Damoh | Damoh South | Bansatarkheda | BANSA | 11 KV KORASA MIX | Pipariya Chhakka | VIPIN BALA | 25 KVA | 516
10979 | Damoh | Damoh South | Bansatarkheda | BANSA | 11 KV KORASA MIX | Pipariya Chhakka | RAJJK KHAN | 25 KVA | 504
10980 | Damoh | Damoh South | Bansatarkheda | BANSA | 11 KV KORASA MIX | Pipariya Chhakka | LALLU YADAV | 25 KVA | 496
10981 | Damoh | Damoh South | Bansatarkheda | BANSA | 11 KV KORASA MIX | Pipariya Chhakka | LUHRRA BASTI | 100 KVA | 484
10982 | Damoh | Damoh South | Bansatarkheda | BANSA | 11 KV KORASA MIX | Pipariya Chhakka | LUHARRA BASTI | 25 KVA | 476
10983 | Damoh | Damoh South | Bansatarkheda | BANSA | 11 KV KORASA MIX | Luharra Bardhari | MURARI BALA | 25 KVA | 470
10984 | Damoh | Damoh South | Bansatarkheda | BANSA | 11 KV KORASA MIX | Luharra Bardhari | PARMNARAYAN | 25 KVA | 456
10985 | Damoh | Damoh South | Bansatarkheda | BANSA | 11 KV KORASA MIX | Luharra Bardhari | DARYAV BALA | 25 KVA | 449
10986 | Damoh | Damoh South | Bansatarkheda | BANSA | 11 KV KORASA MIX | Luharra Bardhari | BHAMMA BALA | 25 KVA | 448
10987 | Damoh | Damoh South | Bansatarkheda | BANSA | 11 KV KORASA MIX | Luharra Bardhari | GHASIRAM | 25 KVA | 441
10988 | Damoh | Damoh South | Bansatarkheda | BANSA | 11 KV KORASA MIX | Luharra Bardhari | PARASH RAM | 25 KVA | 436
10989 | Damoh | Damoh South | Bansatarkheda | BANSA | 11 KV KORASA MIX | Luharra Bardhari | GOPAL BALA | 25 KVA | 426
10990 | Damoh | Damoh South | Bansatarkheda | BANSA | 11 KV KORASA MIX | Luharra Bardhari | JAGDISH | 25 KVA | 420
10991 | Damoh | Damoh South | Bansatarkheda | BANSA | 11 KV KORASA MIX | Luharra Bardhari | DHANIRAM | 25 KVA | 417
10992 | Damoh | Damoh South | Bansatarkheda | BANSA | 11 KV KORASA MIX | Bhonrasa | DHARMENDRA | 25 KVA | 407
10993 | Damoh | Damoh South | Bansatarkheda | BANSA | 11 KV KORASA MIX | Bhonrasa | PUSHAU BALA | 25 KVA | 397
10994 | Damoh | Damoh South | Bansatarkheda | BANSA | 11 KV KORASA MIX | Bhonrasa | JIO TOWER | 25 KVA | 395
10995 | Damoh | Damoh South | Bansatarkheda | BANSA | 11 KV KORASA MIX | Bhonrasa | DADDAJI BALA | 25 KVA | 393
10996 | Damoh | Damoh South | Bansatarkheda | BANSA | 11 KV KORASA MIX | Bhonrasa | BHORANSA BASTI | 25 KVA | 390
10997 | Damoh | Damoh South | Bansatarkheda | BANSA | 11 KV KORASA MIX | Bhonrasa | OMKAR BALA | 25 KVA | 386
10998 | Damoh | Damoh South | Bansatarkheda | BANSA | 11 KV KORASA MIX | Bhonrasa | BHORANSA BASTI | 100 KVA | 378
10999 | Damoh | Damoh South | Bansatarkheda | BANSA | 11 KV KORASA MIX | Bhonrasa | SHRINGAR RANI BALA | 25 KVA | 373
11000 | Damoh | Damoh South | Bansatarkheda | BANSA | 11 KV KORASA MIX | Bhonrasa | TIKA RAM BALA | 25 KVA | 368
11001 | Damoh | Damoh South | Bansatarkheda | BANSA | 11 KV KORASA MIX | NO VILLAGE FOUND | DTR NOT TAGGED | 25 KVA | 359
11002 | Damoh | Damoh South | Bansatarkheda | BANSA | 11 KV KORASA MIX | Bhonrasa | LEKHAN BALA | 25 KVA | 356
11003 | Damoh | Damoh South | Bansatarkheda | BANSA | 11 KV KORASA MIX | Bhonrasa | SHRIGARRANI BALA | 25 KVA | 352
11004 | Damoh | Damoh South | Bansatarkheda | BANSA | 11 KV KORASA MIX | Bhonrasa | BHAGCHAND BALA | 25 KVA | 341
11005 | Damoh | Damoh South | Bansatarkheda | BANSA | 11 KV KORASA MIX | Bhonrasa | AMOL BALA | 25 KVA | 335
11006 | Damoh | Damoh South | Bansatarkheda | BANSA | 11 KV KORASA MIX | Bhonrasa | VIGANSHING | 25 KVA | 332
11007 | Damoh | Damoh South | Bansatarkheda | BANSA | 11 KV KORASA MIX | Bhonrasa | REVARAM BALA | 25 KVA | 330
11008 | Damoh | Damoh South | Bansatarkheda | BANSA | 11 KV KORASA MIX | Hinota Narsinghgarh | BRAIJLAL BALA | 25 KVA | 326
11009 | Damoh | Damoh South | Bansatarkheda | BANSA | 11 KV KORASA MIX | Hinota Narsinghgarh | LAKHAMI BAI | 25 KVA | 322
11010 | Damoh | Damoh South | Bansatarkheda | BANSA | 11 KV KORASA MIX | Hinota Narsinghgarh | PRADIP GOPAL | 25 KVA | 317
11011 | Damoh | Damoh South | Bansatarkheda | BANSA | 11 KV KORASA MIX | Hinota Narsinghgarh | BARKHERA HAR BASTI | 25 KVA | 308
11012 | Damoh | Damoh South | Bansatarkheda | BANSA | 11 KV KORASA MIX | Hinota Narsinghgarh | BIHARI | 25 KVA | 306
11013 | Damoh | Damoh South | Bansatarkheda | BANSA | 11 KV KORASA MIX | Hinota Narsinghgarh | GIRJARANI BALA | 25 KVA | 303
11014 | Damoh | Damoh South | Bansatarkheda | BANSA | 11 KV KORASA MIX | Hinota Narsinghgarh | ABHAY SHING | 25 KVA | 296
11015 | Damoh | Damoh South | Bansatarkheda | BANSA | 11 KV KORASA MIX | Hinota Narsinghgarh | JASVANT SHING | 25 KVA | 292
11016 | Damoh | Damoh South | Bansatarkheda | BANSA | 11 KV KORASA MIX | Bamhori Jodha | NEELESH BALA | 25 KVA | 279
11017 | Damoh | Damoh South | Bansatarkheda | BANSA | 11 KV KORASA MIX | Hinota Narsinghgarh | BALMUKUND BALA | 25 KVA | 263
11018 | Damoh | Damoh South | Bansatarkheda | BANSA | 11 KV KORASA MIX | Hinota Narsinghgarh | SIHORA TAPARIYA | 25 KVA | 261
11019 | Damoh | Damoh South | Bansatarkheda | BANSA | 11 KV KORASA MIX | NO VILLAGE FOUND | DTR NOT TAGGED | 100 KVA | 252
11020 | Damoh | Damoh South | Bansatarkheda | BANSA | 11 KV KORASA MIX | Kachhowa | CHHAVDA WALA | 25 KVA | 241
11021 | Damoh | Damoh South | Bansatarkheda | BANSA | 11 KV KORASA MIX | Pipariya Digambar | TAMIRKAR WALA | 25 KVA | 228
11022 | Damoh | Damoh South | Bansatarkheda | BANSA | 11 KV KORASA MIX | Pipariya Digambar | NISANT WALA | 25 KVA | 223
11023 | Damoh | Damoh South | Bansatarkheda | BANSA | 11 KV KORASA MIX | Pipariya Digambar | SEN WALA | 25 KVA | 216
11024 | Damoh | Damoh South | Bansatarkheda | BANSA | 11 KV KORASA MIX | Pipariya Digambar | DHANDU WALA | 25 KVA | 214
11025 | Damoh | Damoh South | Bansatarkheda | BANSA | 11 KV KORASA MIX | Kachhowa | LOKMAN WALA | 25 KVA | 208
11026 | Damoh | Damoh South | Bansatarkheda | BANSA | 11 KV KORASA MIX | Kachhowa | MITHHU WALA | 25 KVA | 206
11027 | Damoh | Damoh South | Bansatarkheda | BANSA | 11 KV KORASA MIX | Hathna | HARIJAN WALA | 25 KVA | 194
11028 | Damoh | Damoh South | Bansatarkheda | BANSA | 11 KV KORASA MIX | Hathna | DALU WALA | 25 KVA | 192
11029 | Damoh | Damoh South | Bansatarkheda | BANSA | 11 KV KORASA MIX | Hathna | HARSINGA WALA | 25 KVA | 189
11030 | Damoh | Damoh South | Bansatarkheda | BANSA | 11 KV KORASA MIX | Hathna | JAMNA WALA | 25 KVA | 177
11031 | Damoh | Damoh South | Bansatarkheda | BANSA | 11 KV KORASA MIX | Hathna | PANDAY WALA | 25 KVA | 167
11032 | Damoh | Damoh South | Bansatarkheda | BANSA | 11 KV KORASA MIX | Hathna | KASHIRAM WALA | 25 KVA | 164
11033 | Damoh | Damoh South | Bansatarkheda | BANSA | 11 KV KORASA MIX | Padriya | ANARI WALA | 25 KVA | 128
11034 | Damoh | Damoh South | Bansatarkheda | BANSA | 11 KV KORASA MIX | Padriya | DOLAT WALA | 25 KVA | 124
11035 | Damoh | Damoh South | Bansatarkheda | BANSA | 11 KV KORASA MIX | Padriya | MUNNU WALA | 25 KVA | 116
11036 | Damoh | Damoh South | Bansatarkheda | BANSA | 11 KV KORASA MIX | Padriya | SONI WALA | 25 KVA | 105
11037 | Damoh | Damoh South | Bansatarkheda | BANSA | 11 KV KORASA MIX | Padriya | INDIRPAL WALA | 25 KVA | 95
11038 | Damoh | Damoh South | Bansatarkheda | BANSA | 11 KV KORASA MIX | Padriya | KHARAGRAM WALA | 25 KVA | 84
11039 | Damoh | Damoh South | Bansatarkheda | BANSA | 11 KV KORASA MIX | Padriya | PREMLAL YADAV WALA | 25 KVA | 79
11040 | Damoh | Damoh South | Bansatarkheda | BANSA | 11 KV KORASA MIX | Sihora | HARIJAN WALA | 25 KVA | 78
11041 | Damoh | Damoh South | Bansatarkheda | BANSA | 11 KV KORASA MIX | Sihora | AMAR SINGH WALA | 25 KVA | 73
11042 | Damoh | Damoh South | Bansatarkheda | BANSA | 11 KV KORASA MIX | Sihora | TODALMAL WALA | 25 KVA | 63
11043 | Damoh | Damoh South | Bansatarkheda | BANSA | 11 KV KORASA MIX | Sihora | SANKAR WALA | 25 KVA | 30
11044 | Damoh | Damoh South | Bansatarkheda | BANSA | 11 KV KORASA MIX | Chhaprat | MALI BALA | 25 KVA | 814
11045 | Damoh | Damoh South | Bansatarkheda | BANSA | 11 KV KORASA MIX | NO VILLAGE FOUND | DTR NOT TAGGED | 25 KVA | 820
11046 | Damoh | Damoh South | Bansatarkheda | BANSA | 11 KV KORASA MIX | NO VILLAGE FOUND | DTR NOT TAGGED | 25 KVA | 823
11047 | Damoh | Damoh South | Bansatarkheda | BANSA | 11 KV KORASA MIX | NO VILLAGE FOUND | DTR NOT TAGGED | 25 KVA | 827
11048 | Damoh | Damoh South | Bansatarkheda | BANSA | 11 KV KORASA MIX | NO VILLAGE FOUND | DTR NOT TAGGED | 25 KVA | 829
11049 | Damoh | Damoh South | Bansatarkheda | BANSA | 11 KV KORASA MIX | NO VILLAGE FOUND | DTR NOT TAGGED | 25 KVA | 831
11050 | Damoh | Damoh South | Bansatarkheda | BANSA | 11 KV KORASA DL | NO VILLAGE FOUND | TOOL WALA | 100 KVA | 538
11051 | Damoh | Damoh South | Bansatarkheda | BANSA | 11 KV KORASA DL | Padriya | PADARIYA | 25 KVA | 535
11052 | Damoh | Damoh South | Bansatarkheda | BANSA | 11 KV KORASA DL | Sihora | RAM MANDIR | 25 KVA | 524
11053 | Damoh | Damoh South | Bansatarkheda | BANSA | 11 KV KORASA DL | Sihora | SIHORA NIHAL | 25 KVA | 525
11054 | Damoh | Damoh South | Bansatarkheda | BANSA | 11 KV KORASA DL | Sihora | NIHAL WALA | 25 KVA | 523
11055 | Damoh | Damoh South | Bansatarkheda | BANSA | 11 KV KORASA DL | Sihora | PATARUWA | 100 KVA | 522
11056 | Damoh | Damoh South | Bansatarkheda | BANSA | 11 KV KORASA DL | Amata | AMATA BASTI | 63 KVA | 518
11057 | Damoh | Damoh South | Bansatarkheda | BANSA | 11 KV KORASA DL | Amata | PHE AMATA | 25 KVA | 510
11058 | Damoh | Damoh South | Bansatarkheda | BANSA | 11 KV KORASA DL | Amata | RAM ADIWASI | 25 KVA | 508
11059 | Damoh | Damoh South | Bansatarkheda | BANSA | 11 KV KORASA DL | Amata | ADIWASI BALA | 25 KVA | 507
11060 | Damoh | Damoh South | Bansatarkheda | BANSA | 11 KV KORASA DL | Amata | RK RAM BALA | 25 KVA | 502
11061 | Damoh | Damoh South | Bansatarkheda | BANSA | 11 KV KORASA DL | Amata | MEGHRAJ BALA | 25 KVA | 496
11062 | Damoh | Damoh South | Bansatarkheda | BANSA | 11 KV KORASA DL | Jamuniya | ADIWASI BALA | 25 KVA | 491
11063 | Damoh | Damoh South | Bansatarkheda | BANSA | 11 KV KORASA DL | Amata | AMATA RAJEEVGADHI | 25 KVA | 488
11064 | Damoh | Damoh South | Bansatarkheda | BANSA | 11 KV KORASA DL | Amata | AMATA KALONI | 25 KVA | 477
11065 | Damoh | Damoh South | Bansatarkheda | BANSA | 11 KV KORASA DL | Jamuniya | NANNURAM BALA | 25 KVA | 481
11066 | Damoh | Damoh South | Bansatarkheda | BANSA | 11 KV KORASA DL | Amata | KAPTAN BALA | 25 KVA | 465
11067 | Damoh | Damoh South | Bansatarkheda | BANSA | 11 KV KORASA DL | Amata | SADHNA JAIN | 25 KVA | 457
11068 | Damoh | Damoh South | Bansatarkheda | BANSA | 11 KV KORASA DL | Amata | HARISCHAND BALA | 25 KVA | 449
11069 | Damoh | Damoh South | Bansatarkheda | BANSA | 11 KV KORASA DL | Jamuniya | YADAV MUHALLA JAMUNIYA | 25 KVA | 411
11070 | Damoh | Damoh South | Bansatarkheda | BANSA | 11 KV KORASA DL | Jamuniya | JAMUNIYA BASTI | 25 KVA | 406
11071 | Damoh | Damoh South | Bansatarkheda | BANSA | 11 KV KORASA DL | NO VILLAGE FOUND | DTR NOT TAGGED | 25 KVA | 400
11072 | Damoh | Damoh South | Bansatarkheda | BANSA | 11 KV KORASA DL | Jamuniya | KHANDUJA BALA | 200 KVA | 394
11073 | Damoh | Damoh South | Bansatarkheda | BANSA | 11 KV KORASA DL | Jamuniya | PAL BALA | 25 KVA | 381
11074 | Damoh | Damoh South | Bansatarkheda | BANSA | 11 KV KORASA DL | Jamuniya | YADAV MUHALLA BALAKOT ROAD | 25 KVA | 373
11075 | Damoh | Damoh South | Bansatarkheda | BANSA | 11 KV KORASA DL | Hathna | PANKAJ BALA | 63 KVA | 355
11076 | Damoh | Damoh South | Bansatarkheda | BANSA | 11 KV KORASA DL | Kachhowa | KHABENA ROAD | 25 KVA | 346
11077 | Damoh | Damoh South | Bansatarkheda | BANSA | 11 KV KORASA DL | Kachhowa | MUNDI TORIYA | 25 KVA | 341
11078 | Damoh | Damoh South | Bansatarkheda | BANSA | 11 KV KORASA DL | Pipariya Digambar | BACHHULAL BALA | 100 KVA | 323
11079 | Damoh | Damoh South | Bansatarkheda | BANSA | 11 KV KORASA DL | Pipariya Digambar | TAMIRKAR BALA | 100 KVA | 319
11080 | Damoh | Damoh South | Bansatarkheda | BANSA | 11 KV KORASA DL | Pipariya Digambar | SAHUTIGSDDS BALA | 100 KVA | 317
11081 | Damoh | Damoh South | Bansatarkheda | BANSA | 11 KV KORASA DL | Pipariya Digambar | PUNNE BALA | 25 KVA | 305
11082 | Damoh | Damoh South | Bansatarkheda | BANSA | 11 KV KORASA DL | Pipariya Digambar | SIVHARE BALA | 25 KVA | 299
11083 | Damoh | Damoh South | Bansatarkheda | BANSA | 11 KV KORASA DL | Pipariya Digambar | DAYARAM BALA | 16 KVA | 296
11084 | Damoh | Damoh South | Bansatarkheda | BANSA | 11 KV KORASA DL | Pipariya Digambar | RTO BALA | 63 KVA | 281
11085 | Damoh | Damoh South | Bansatarkheda | BANSA | 11 KV KORASA DL | Hathna | RTO KE PAAS | 25 KVA | 278
11086 | Damoh | Damoh South | Bansatarkheda | BANSA | 11 KV KORASA DL | Hathna | SCHOOL BALA | 25 KVA | 271
11087 | Damoh | Damoh South | Bansatarkheda | BANSA | 11 KV KORASA DL | Hathna | REKWAR MUHALLA HATHNA | 25 KVA | 265
11088 | Damoh | Damoh South | Bansatarkheda | BANSA | 11 KV KORASA DL | Hathna | PATPARA BALA | 25 KVA | 252
11089 | Damoh | Damoh South | Bansatarkheda | BANSA | 11 KV KORASA DL | Hathna | PAHADI BALA | 25 KVA | 244
11090 | Damoh | Damoh South | Bansatarkheda | BANSA | 11 KV KORASA DL | Hathna | HARJAN MUHALLA SHALA | 25 KVA | 234
11091 | Damoh | Damoh South | Bansatarkheda | BANSA | 11 KV KORASA DL | Pipariya Digambar | PIPARIYADIGAMBAR | 25 KVA | 231
11092 | Damoh | Damoh South | Bansatarkheda | BANSA | 11 KV KORASA DL | Kachhowa | KALU BALA | 25 KVA | 225
11093 | Damoh | Damoh South | Bansatarkheda | BANSA | 11 KV KORASA DL | Kachhowa | KACHHOA BALA | 100 KVA | 217
11094 | Damoh | Damoh South | Bansatarkheda | BANSA | 11 KV KORASA DL | Hathna | PHE BALA | 25 KVA | 210
11095 | Damoh | Damoh South | Bansatarkheda | BANSA | 11 KV KORASA DL | Hathna | AIRTEL TOWAR | 25 KVA | 209
11096 | Damoh | Damoh South | Bansatarkheda | BANSA | 11 KV KORASA DL | Hathna | HATHNA BASTI | 100 KVA | 207
11097 | Damoh | Damoh South | Bansatarkheda | BANSA | 11 KV KORASA DL | Hathna | NARAN WALA HATHNA | 25 KVA | 203
11098 | Damoh | Damoh South | Bansatarkheda | BANSA | 11 KV KORASA DL | Hathna | TIWARI BALA | 25 KVA | 202
11099 | Damoh | Damoh South | Bansatarkheda | BANSA | 11 KV KORASA DL | Hathna | HARIJAN MUHALLA | 25 KVA | 201
11100 | Damoh | Damoh South | Bansatarkheda | BANSA | 11 KV KORASA DL | Deori Kishundas | PIRVEEN BALA | 63 KVA | 170
11101 | Damoh | Damoh South | Bansatarkheda | BANSA | 11 KV KORASA DL | Deori Kishundas | MAHENDRA BALA | 25 KVA | 164
11102 | Damoh | Damoh South | Bansatarkheda | BANSA | 11 KV KORASA DL | Deori Kishundas | CHHTELAL BALA | 25 KVA | 158
11103 | Damoh | Damoh South | Bansatarkheda | BANSA | 11 KV KORASA DL | Deori Kishundas | AMITAB BALA | 25 KVA | 154
11104 | Damoh | Damoh South | Bansatarkheda | BANSA | 11 KV KORASA DL | Deori Kishundas | DEEPAK KHATRI | 63 KVA | 146
11105 | Damoh | Damoh South | Bansatarkheda | BANSA | 11 KV KORASA DL | Deori Kishundas | KHATRI BALA | 25 KVA | 147
11106 | Damoh | Damoh South | Bansatarkheda | BANSA | 11 KV KORASA DL | Kounrasa | SANJAY RAI BALA | 25 KVA | 137
11107 | Damoh | Damoh South | Bansatarkheda | BANSA | 11 KV KORASA DL | Kounrasa | RAI WALA | 25 KVA | 136
11108 | Damoh | Damoh South | Bansatarkheda | BANSA | 11 KV KORASA DL | Kounrasa | SANGTANI BALA | 25 KVA | 131
11109 | Damoh | Damoh South | Bansatarkheda | BANSA | 11 KV KORASA DL | Kounrasa | RANJEET RAI BALA | 25 KVA | 130
11110 | Damoh | Damoh South | Bansatarkheda | BANSA | 11 KV KORASA DL | Kounrasa | RELINCE KORASA | 25 KVA | 116
11111 | Damoh | Damoh South | Bansatarkheda | BANSA | 11 KV KORASA DL | Kounrasa | RAJEEV GADHI KORASA | 25 KVA | 108
11112 | Damoh | Damoh South | Bansatarkheda | BANSA | 11 KV KORASA DL | Kounrasa | TEJASWRAI BALA | 63 KVA | 106
11113 | Damoh | Damoh South | Bansatarkheda | BANSA | 11 KV KORASA DL | Kounrasa | HARIJAN KALONI KORASA | 25 KVA | 104
11114 | Damoh | Damoh South | Bansatarkheda | BANSA | 11 KV KORASA DL | Kounrasa | KORASA BASTI | 100 KVA | 100
11115 | Damoh | Damoh South | Bansatarkheda | BANSA | 11 KV KORASA DL | Kounrasa | KORASA BASTI | 25 KVA | 98
11116 | Damoh | Damoh South | Bansatarkheda | BANSA | 11 KV KORASA DL | Padriya | KOLEJ WALA | 25 KVA | 61
11117 | Damoh | Damoh South | Bansatarkheda | BANSA | 11 KV KORASA DL | NO VILLAGE FOUND | DTR NOT TAGGED | 100 KVA | 57
11118 | Damoh | Damoh South | Bansatarkheda | BANSA | 11 KV KORASA DL | Padriya | GEETA WALA | 25 KVA | 47
11119 | Damoh | Damoh South | Bansatarkheda | BANSA | 11 KV KORASA DL | Padriya | PADARIYA BASTI | 100 KVA | 37
11120 | Damoh | Damoh South | Bansatarkheda | BANSA | 11 KV KORASA DL | Sihora | KALONI WALA | 25 KVA | 34
11121 | Damoh | Damoh South | Bansatarkheda | BANSA | 11 KV KORASA DL | NO VILLAGE FOUND | DTR NOT TAGGED | 100 KVA | 539
11122 | Damoh | Damoh South | Bansatarkheda | BANSA | 11 KV KORASA DL | Padriya | HARICHARAN WALA | 25 KVA | 543
11123 | Damoh | Damoh South | Bansatarkheda | BANSA | 11 KV RAMNATH PIPARIYA MIX | Pipariya Ahir | UMESH BALA | 25 KVA | 972
11124 | Damoh | Damoh South | Bansatarkheda | BANSA | 11 KV RAMNATH PIPARIYA MIX | Pipariya Ahir | LAKHAMAN BALA | 25 KVA | 970
11125 | Damoh | Damoh South | Bansatarkheda | BANSA | 11 KV RAMNATH PIPARIYA MIX | Parsoria | DUNAI HAR | 63 KVA | 964
11126 | Damoh | Damoh South | Bansatarkheda | BANSA | 11 KV RAMNATH PIPARIYA MIX | Parsoria | DURGESH | 25 KVA | 954
11127 | Damoh | Damoh South | Bansatarkheda | BANSA | 11 KV RAMNATH PIPARIYA MIX | Parsoria | DAYARAM | 25 KVA | 945
11128 | Damoh | Damoh South | Bansatarkheda | BANSA | 11 KV RAMNATH PIPARIYA MIX | Mahadpur | SHURENDRA | 25 KVA | 943
11129 | Damoh | Damoh South | Bansatarkheda | BANSA | 11 KV RAMNATH PIPARIYA MIX | Mahadpur | BALRAM | 25 KVA | 938
11130 | Damoh | Damoh South | Bansatarkheda | BANSA | 11 KV RAMNATH PIPARIYA MIX | Sagoni Baleh | BALRAM | 25 KVA | 932
11131 | Damoh | Damoh South | Bansatarkheda | BANSA | 11 KV RAMNATH PIPARIYA MIX | Sagoni Baleh | CHAMPABAI | 25 KVA | 927
11132 | Damoh | Damoh South | Bansatarkheda | BANSA | 11 KV RAMNATH PIPARIYA MIX | Sagoni Baleh | DHARAMDAS | 25 KVA | 925
11133 | Damoh | Damoh South | Bansatarkheda | BANSA | 11 KV RAMNATH PIPARIYA MIX | Sagoni Baleh | ROOPNARAYAN | 25 KVA | 920
11134 | Damoh | Damoh South | Bansatarkheda | BANSA | 11 KV RAMNATH PIPARIYA MIX | Parsoria | BALAKDAS | 25 KVA | 913
11135 | Damoh | Damoh South | Bansatarkheda | BANSA | 11 KV RAMNATH PIPARIYA MIX | Kumeriya | SHURENDRA | 25 KVA | 910
11136 | Damoh | Damoh South | Bansatarkheda | BANSA | 11 KV RAMNATH PIPARIYA MIX | Kumeriya | SEVRAM | 25 KVA | 907
11137 | Damoh | Damoh South | Bansatarkheda | BANSA | 11 KV RAMNATH PIPARIYA MIX | Kumeriya | SUNDAR BALA | 25 KVA | 903
11138 | Damoh | Damoh South | Bansatarkheda | BANSA | 11 KV RAMNATH PIPARIYA MIX | Kumeriya | PARSHOTTAM | 25 KVA | 890
11139 | Damoh | Damoh South | Bansatarkheda | BANSA | 11 KV RAMNATH PIPARIYA MIX | Kumeriya | ROOPNARAN | 25 KVA | 886
11140 | Damoh | Damoh South | Bansatarkheda | BANSA | 11 KV RAMNATH PIPARIYA MIX | Mahadpur | MANI BALA | 25 KVA | 880
11141 | Damoh | Damoh South | Bansatarkheda | BANSA | 11 KV RAMNATH PIPARIYA MIX | Mahadpur | MANAKLAL BALA | 25 KVA | 877
11142 | Damoh | Damoh South | Bansatarkheda | BANSA | 11 KV RAMNATH PIPARIYA MIX | Mahadpur | BHANUPRATAP | 25 KVA | 870
11143 | Damoh | Damoh South | Bansatarkheda | BANSA | 11 KV RAMNATH PIPARIYA MIX | Mahadpur | PAYARI BAHU | 25 KVA | 865
11144 | Damoh | Damoh South | Bansatarkheda | BANSA | 11 KV RAMNATH PIPARIYA MIX | Mahadpur | SHIVRAM | 25 KVA | 862
11145 | Damoh | Damoh South | Bansatarkheda | BANSA | 11 KV RAMNATH PIPARIYA MIX | Mahadpur | AAYODHAYA PRASAD | 25 KVA | 858
11146 | Damoh | Damoh South | Bansatarkheda | BANSA | 11 KV RAMNATH PIPARIYA MIX | Mahadpur | PARASI HAR | 63 KVA | 851
11147 | Damoh | Damoh South | Bansatarkheda | BANSA | 11 KV RAMNATH PIPARIYA MIX | Mahadpur | MITHU LAL BALA | 25 KVA | 843
11148 | Damoh | Damoh South | Bansatarkheda | BANSA | 11 KV RAMNATH PIPARIYA MIX | Mahadpur | SHAYAMRANI | 25 KVA | 841
11149 | Damoh | Damoh South | Bansatarkheda | BANSA | 11 KV RAMNATH PIPARIYA MIX | Mahadpur | KASHIRAM WALA | 63 KVA | 834
11150 | Damoh | Damoh South | Bansatarkheda | BANSA | 11 KV RAMNATH PIPARIYA MIX | NO VILLAGE FOUND | DTR NOT TAGGED | 25 KVA | 828
11151 | Damoh | Damoh South | Bansatarkheda | BANSA | 11 KV RAMNATH PIPARIYA MIX | NO VILLAGE FOUND | DTR NOT TAGGED | 25 KVA | 814
11152 | Damoh | Damoh South | Bansatarkheda | BANSA | 11 KV RAMNATH PIPARIYA MIX | Parsoria | RAMA BALA | 25 KVA | 810
11153 | Damoh | Damoh South | Bansatarkheda | BANSA | 11 KV RAMNATH PIPARIYA MIX | Parsoria | PARSHOTTAM | 25 KVA | 806
11154 | Damoh | Damoh South | Bansatarkheda | BANSA | 11 KV RAMNATH PIPARIYA MIX | Parsoria | JAGDISH | 25 KVA | 805
11155 | Damoh | Damoh South | Bansatarkheda | BANSA | 11 KV RAMNATH PIPARIYA MIX | Parsoria | RADHIKA BALA | 25 KVA | 798
11156 | Damoh | Damoh South | Bansatarkheda | BANSA | 11 KV RAMNATH PIPARIYA MIX | Parsoria | RAMCHARAN | 25 KVA | 795
11157 | Damoh | Damoh South | Bansatarkheda | BANSA | 11 KV RAMNATH PIPARIYA MIX | Parsoria | NANNEBHAI | 25 KVA | 791
11158 | Damoh | Damoh South | Bansatarkheda | BANSA | 11 KV RAMNATH PIPARIYA MIX | Parsoria | PAHLAD | 25 KVA | 787
11159 | Damoh | Damoh South | Bansatarkheda | BANSA | 11 KV RAMNATH PIPARIYA MIX | Parsoria | SHRIRAM | 25 KVA | 785
11160 | Damoh | Damoh South | Bansatarkheda | BANSA | 11 KV RAMNATH PIPARIYA MIX | Kumeriya | RAJKISHOR | 25 KVA | 776
11161 | Damoh | Damoh South | Bansatarkheda | BANSA | 11 KV RAMNATH PIPARIYA MIX | Kumeriya | MAHENDRA | 25 KVA | 775
11162 | Damoh | Damoh South | Bansatarkheda | BANSA | 11 KV RAMNATH PIPARIYA MIX | Kumeriya | PRAMRANI | 25 KVA | 774
11163 | Damoh | Damoh South | Bansatarkheda | BANSA | 11 KV RAMNATH PIPARIYA MIX | Kumeriya | PAYARELALA | 25 KVA | 752
11164 | Damoh | Damoh South | Bansatarkheda | BANSA | 11 KV RAMNATH PIPARIYA MIX | Kumeriya | ANANDI | 25 KVA | 748
11165 | Damoh | Damoh South | Bansatarkheda | BANSA | 11 KV RAMNATH PIPARIYA MIX | Kumeriya | UAMARANI | 25 KVA | 742
11166 | Damoh | Damoh South | Bansatarkheda | BANSA | 11 KV RAMNATH PIPARIYA MIX | Kumeriya | HARGOBIND BALA | 25 KVA | 738
11167 | Damoh | Damoh South | Bansatarkheda | BANSA | 11 KV RAMNATH PIPARIYA MIX | Kumeriya | NANDE BALA | 25 KVA | 731
11168 | Damoh | Damoh South | Bansatarkheda | BANSA | 11 KV RAMNATH PIPARIYA MIX | Kumeriya | BREJESH BALA | 25 KVA | 730
11169 | Damoh | Damoh South | Bansatarkheda | BANSA | 11 KV RAMNATH PIPARIYA MIX | Kumeriya | PAHLAD PATEL BALA | 63 KVA | 726
11170 | Damoh | Damoh South | Bansatarkheda | BANSA | 11 KV RAMNATH PIPARIYA MIX | Kumeriya | BHARAT BALA | 25 KVA | 722
11171 | Damoh | Damoh South | Bansatarkheda | BANSA | 11 KV RAMNATH PIPARIYA MIX | Kumeriya | NANDKISHOR BALA | 25 KVA | 719
11172 | Damoh | Damoh South | Bansatarkheda | BANSA | 11 KV RAMNATH PIPARIYA MIX | Kumeriya | MAKHAN BALA | 25 KVA | 716
11173 | Damoh | Damoh South | Bansatarkheda | BANSA | 11 KV RAMNATH PIPARIYA MIX | Kumeriya | MOTI LAL | 25 KVA | 714
11174 | Damoh | Damoh South | Bansatarkheda | BANSA | 11 KV RAMNATH PIPARIYA MIX | Kumeriya | RAJENDRA BALA | 25 KVA | 675
11175 | Damoh | Damoh South | Bansatarkheda | BANSA | 11 KV RAMNATH PIPARIYA MIX | Kumeriya | SHIVRAM BALA | 25 KVA | 668
11176 | Damoh | Damoh South | Bansatarkheda | BANSA | 11 KV RAMNATH PIPARIYA MIX | Kumeriya | LACHHU BALA | 25 KVA | 665
11177 | Damoh | Damoh South | Bansatarkheda | BANSA | 11 KV RAMNATH PIPARIYA MIX | Kumeriya | SANJANA BALA | 25 KVA | 661
11178 | Damoh | Damoh South | Bansatarkheda | BANSA | 11 KV RAMNATH PIPARIYA MIX | NO VILLAGE FOUND | DTR NOT TAGGED | 25 KVA | 658
11179 | Damoh | Damoh South | Bansatarkheda | BANSA | 11 KV RAMNATH PIPARIYA MIX | NO VILLAGE FOUND | DTR NOT TAGGED | 25 KVA | 642
11180 | Damoh | Damoh South | Bansatarkheda | BANSA | 11 KV RAMNATH PIPARIYA MIX | NO VILLAGE FOUND | DTR NOT TAGGED | 25 KVA | 636
11181 | Damoh | Damoh South | Bansatarkheda | BANSA | 11 KV RAMNATH PIPARIYA MIX | Madiya | PRAVEEN BALA | 25 KVA | 613
11182 | Damoh | Damoh South | Bansatarkheda | BANSA | 11 KV RAMNATH PIPARIYA MIX | Khiriya Khawas | WATER BOX | 25 KVA | 605
11183 | Damoh | Damoh South | Bansatarkheda | BANSA | 11 KV RAMNATH PIPARIYA MIX | Khiriya Khawas | RAJIV GHANDI BALA | 25 KVA | 591
11184 | Damoh | Damoh South | Bansatarkheda | BANSA | 11 KV RAMNATH PIPARIYA MIX | Khiriya Khawas | BSNL TOWER | 25 KVA | 590
11185 | Damoh | Damoh South | Bansatarkheda | BANSA | 11 KV RAMNATH PIPARIYA MIX | Khiriya Khawas | JHAGAR BASTI | 100 KVA | 586
11186 | Damoh | Damoh South | Bansatarkheda | BANSA | 11 KV RAMNATH PIPARIYA MIX | Jhagar Balakot | KAVITARANI BALA | 25 KVA | 560
11187 | Damoh | Damoh South | Bansatarkheda | BANSA | 11 KV RAMNATH PIPARIYA MIX | NO VILLAGE FOUND | DTR NOT TAGGED | 25 KVA | 556
11188 | Damoh | Damoh South | Bansatarkheda | BANSA | 11 KV RAMNATH PIPARIYA MIX | Jhagar Balakot | PYARELAL BALA | 25 KVA | 546
11189 | Damoh | Damoh South | Bansatarkheda | BANSA | 11 KV RAMNATH PIPARIYA MIX | NO VILLAGE FOUND | DTR NOT TAGGED | 25 KVA | 528
11190 | Damoh | Damoh South | Bansatarkheda | BANSA | 11 KV RAMNATH PIPARIYA MIX | Jhagar Balakot | BARELAL BALA | 25 KVA | 523
11191 | Damoh | Damoh South | Bansatarkheda | BANSA | 11 KV RAMNATH PIPARIYA MIX | Jhagar Balakot | MUNNI BALA | 25 KVA | 515
11192 | Damoh | Damoh South | Bansatarkheda | BANSA | 11 KV RAMNATH PIPARIYA MIX | Jhagar Balakot | KUSHAMRANI BALA | 25 KVA | 509
11193 | Damoh | Damoh South | Bansatarkheda | BANSA | 11 KV RAMNATH PIPARIYA MIX | Jhagar Balakot | SHIVAN KUMAR | 25 KVA | 505
11194 | Damoh | Damoh South | Bansatarkheda | BANSA | 11 KV RAMNATH PIPARIYA MIX | Jhagar Balakot | BHAGIRATH BALA | 25 KVA | 500
11195 | Damoh | Damoh South | Bansatarkheda | BANSA | 11 KV RAMNATH PIPARIYA MIX | Jhagar Balakot | SHUBHDRA BALA | 25 KVA | 497
11196 | Damoh | Damoh South | Bansatarkheda | BANSA | 11 KV RAMNATH PIPARIYA MIX | Jhagar Balakot | KAMLESH BALA | 25 KVA | 488
11197 | Damoh | Damoh South | Bansatarkheda | BANSA | 11 KV RAMNATH PIPARIYA MIX | Jhagar Balakot | TIKKU BALA | 25 KVA | 483
11198 | Damoh | Damoh South | Bansatarkheda | BANSA | 11 KV RAMNATH PIPARIYA MIX | Jhagar Balakot | ATALBIHARI BALA | 25 KVA | 480
11199 | Damoh | Damoh South | Bansatarkheda | BANSA | 11 KV RAMNATH PIPARIYA MIX | Jhagar Balakot | TARAVALI BASTI | 25 KVA | 472
11200 | Damoh | Damoh South | Bansatarkheda | BANSA | 11 KV RAMNATH PIPARIYA MIX | Taravali | TIKARAM BALA | 25 KVA | 459
11201 | Damoh | Damoh South | Bansatarkheda | BANSA | 11 KV RAMNATH PIPARIYA MIX | Taravali | NARAYAN PATEL TARAVALI | 25 KVA | 453
11202 | Damoh | Damoh South | Bansatarkheda | BANSA | 11 KV RAMNATH PIPARIYA MIX | Taravali | BASTI TARAWLI | 100 KVA | 452
11203 | Damoh | Damoh South | Bansatarkheda | BANSA | 11 KV RAMNATH PIPARIYA MIX | Taravali | TARAWALI HAR BALA | 25 KVA | 448
11204 | Damoh | Damoh South | Bansatarkheda | BANSA | 11 KV RAMNATH PIPARIYA MIX | NO VILLAGE FOUND | DTR NOT TAGGED | 25 KVA | 447
11205 | Damoh | Damoh South | Bansatarkheda | BANSA | 11 KV RAMNATH PIPARIYA MIX | Taravali | BHARAT TARAWLI | 25 KVA | 439
11206 | Damoh | Damoh South | Bansatarkheda | BANSA | 11 KV RAMNATH PIPARIYA MIX | Taravali | ARJUN TURKARI | 25 KVA | 434
11207 | Damoh | Damoh South | Bansatarkheda | BANSA | 11 KV RAMNATH PIPARIYA MIX | Taravali | KODI PATEL KUMERIYA | 25 KVA | 429
11208 | Damoh | Damoh South | Bansatarkheda | BANSA | 11 KV RAMNATH PIPARIYA MIX | Taravali | HALLE BALA KUMERIYA | 25 KVA | 425
11209 | Damoh | Damoh South | Bansatarkheda | BANSA | 11 KV RAMNATH PIPARIYA MIX | Taravali | HALLE BALA | 25 KVA | 420
11210 | Damoh | Damoh South | Bansatarkheda | BANSA | 11 KV RAMNATH PIPARIYA MIX | Taravali | TULSHI BALA | 25 KVA | 415
11211 | Damoh | Damoh South | Bansatarkheda | BANSA | 11 KV RAMNATH PIPARIYA MIX | Taravali | JHHUNILAL | 25 KVA | 397
11212 | Damoh | Damoh South | Bansatarkheda | BANSA | 11 KV RAMNATH PIPARIYA MIX | Taravali | BAIJNATH BALA | 25 KVA | 386
11213 | Damoh | Damoh South | Bansatarkheda | BANSA | 11 KV RAMNATH PIPARIYA MIX | Taravali | KASIRAM BALA | 25 KVA | 384
11214 | Damoh | Damoh South | Bansatarkheda | BANSA | 11 KV RAMNATH PIPARIYA MIX | Madiya | PAVAN PATEL | 25 KVA | 382
11215 | Damoh | Damoh South | Bansatarkheda | BANSA | 11 KV RAMNATH PIPARIYA MIX | Madiya | BADRI BALA | 25 KVA | 379
11216 | Damoh | Damoh South | Bansatarkheda | BANSA | 11 KV RAMNATH PIPARIYA MIX | Taravali | HAMRAJ BALA | 25 KVA | 374
11217 | Damoh | Damoh South | Bansatarkheda | BANSA | 11 KV RAMNATH PIPARIYA MIX | Taravali | UMASHANKAR BALA | 25 KVA | 369
11218 | Damoh | Damoh South | Bansatarkheda | BANSA | 11 KV RAMNATH PIPARIYA MIX | Taravali | SHRIRAM BALA | 25 KVA | 363
11219 | Damoh | Damoh South | Bansatarkheda | BANSA | 11 KV RAMNATH PIPARIYA MIX | Madiya | ARJUN PATEL | 25 KVA | 349
11220 | Damoh | Damoh South | Bansatarkheda | BANSA | 11 KV RAMNATH PIPARIYA MIX | Madiya | RAM PATEL | 25 KVA | 348
11221 | Damoh | Damoh South | Bansatarkheda | BANSA | 11 KV RAMNATH PIPARIYA MIX | Madiya | GHANSHYAM PATEL | 25 KVA | 345
11222 | Damoh | Damoh South | Bansatarkheda | BANSA | 11 KV RAMNATH PIPARIYA MIX | Madiya | GORI PATEL | 25 KVA | 341
11223 | Damoh | Damoh South | Bansatarkheda | BANSA | 11 KV RAMNATH PIPARIYA MIX | Madiya | PRITI UPAYADHAY | 25 KVA | 337
11224 | Damoh | Damoh South | Bansatarkheda | BANSA | 11 KV RAMNATH PIPARIYA MIX | Madiya | VIPIN BALA | 25 KVA | 335
11225 | Damoh | Damoh South | Bansatarkheda | BANSA | 11 KV RAMNATH PIPARIYA MIX | Madiya | GANSHYAM CHOKARYA | 25 KVA | 333
11226 | Damoh | Damoh South | Bansatarkheda | BANSA | 11 KV RAMNATH PIPARIYA MIX | Madiya | MUNNA BALA | 25 KVA | 329
11227 | Damoh | Damoh South | Bansatarkheda | BANSA | 11 KV RAMNATH PIPARIYA MIX | Madiya | RAMESH BADIRIYA | 25 KVA | 324
11228 | Damoh | Damoh South | Bansatarkheda | BANSA | 11 KV RAMNATH PIPARIYA MIX | Madiya | GULAB BALA | 63 KVA | 319
11229 | Damoh | Damoh South | Bansatarkheda | BANSA | 11 KV RAMNATH PIPARIYA MIX | Madiya | GOBARDHAN BALA | 25 KVA | 312
11230 | Damoh | Damoh South | Bansatarkheda | BANSA | 11 KV RAMNATH PIPARIYA MIX | Madiya | RAGHUVEER BALA | 25 KVA | 285
11231 | Damoh | Damoh South | Bansatarkheda | BANSA | 11 KV RAMNATH PIPARIYA MIX | Madiya | SARDAR BALA | 25 KVA | 282
11232 | Damoh | Damoh South | Bansatarkheda | BANSA | 11 KV RAMNATH PIPARIYA MIX | Pipariya Turkai | PIPARIYA MUHALLA | 25 KVA | 273
11233 | Damoh | Damoh South | Bansatarkheda | BANSA | 11 KV RAMNATH PIPARIYA MIX | Pipariya Turkai | MADIYA HAR | 25 KVA | 272
11234 | Damoh | Damoh South | Bansatarkheda | BANSA | 11 KV RAMNATH PIPARIYA MIX | Pipariya Turkai | HARIJAN WALA | 25 KVA | 271
11235 | Damoh | Damoh South | Bansatarkheda | BANSA | 11 KV RAMNATH PIPARIYA MIX | Pipariya Turkai | NAJEER WALA | 25 KVA | 269
11236 | Damoh | Damoh South | Bansatarkheda | BANSA | 11 KV RAMNATH PIPARIYA MIX | Pipariya Turkai | GORAV WALA | 25 KVA | 266
11237 | Damoh | Damoh South | Bansatarkheda | BANSA | 11 KV RAMNATH PIPARIYA MIX | Pipariya Turkai | KAPIL PATEL | 25 KVA | 265
11238 | Damoh | Damoh South | Bansatarkheda | BANSA | 11 KV RAMNATH PIPARIYA MIX | NO VILLAGE FOUND | DTR NOT TAGGED | 25 KVA | 262
11239 | Damoh | Damoh South | Bansatarkheda | BANSA | 11 KV RAMNATH PIPARIYA MIX | Pipariya Turkai | PIPRIYA BASTI | 100 KVA | 260
11240 | Damoh | Damoh South | Bansatarkheda | BANSA | 11 KV RAMNATH PIPARIYA MIX | Pipariya Turkai | SHUNIL PATEL | 25 KVA | 252
11241 | Damoh | Damoh South | Bansatarkheda | BANSA | 11 KV RAMNATH PIPARIYA MIX | Pipariya Turkai | RAMGOPAL BALA | 25 KVA | 248
11242 | Damoh | Damoh South | Bansatarkheda | BANSA | 11 KV RAMNATH PIPARIYA MIX | Pipariya Turkai | HARSHEVAK PATEL BALA | 25 KVA | 247
11243 | Damoh | Damoh South | Bansatarkheda | BANSA | 11 KV RAMNATH PIPARIYA MIX | Pipariya Turkai | KUNGILAL BALA | 25 KVA | 242
11244 | Damoh | Damoh South | Bansatarkheda | BANSA | 11 KV RAMNATH PIPARIYA MIX | Pipariya Turkai | ANSHUYABAI BALA | 25 KVA | 236
11245 | Damoh | Damoh South | Bansatarkheda | BANSA | 11 KV RAMNATH PIPARIYA MIX | Pipariya Turkai | NARENDRA WALA | 25 KVA | 233
11246 | Damoh | Damoh South | Bansatarkheda | BANSA | 11 KV RAMNATH PIPARIYA MIX | Pipariya Turkai | SURAJ KHARE | 25 KVA | 232
11247 | Damoh | Damoh South | Bansatarkheda | BANSA | 11 KV RAMNATH PIPARIYA MIX | Pipariya Turkai | DESHRANI WALA | 25 KVA | 230
11248 | Damoh | Damoh South | Bansatarkheda | BANSA | 11 KV RAMNATH PIPARIYA MIX | Pipariya Turkai | BRAJENDRA BALA | 25 KVA | 229
11249 | Damoh | Damoh South | Bansatarkheda | BANSA | 11 KV RAMNATH PIPARIYA MIX | Pipariya Turkai | MADIYA BASTI | 100 KVA | 221
11250 | Damoh | Damoh South | Bansatarkheda | BANSA | 11 KV RAMNATH PIPARIYA MIX | Madiya | RAMMU BALA | 25 KVA | 211
11251 | Damoh | Damoh South | Bansatarkheda | BANSA | 11 KV RAMNATH PIPARIYA MIX | Madiya | NITYA BALA | 25 KVA | 209
11252 | Damoh | Damoh South | Bansatarkheda | BANSA | 11 KV RAMNATH PIPARIYA MIX | Madiya | DASAI BALA | 25 KVA | 202
11253 | Damoh | Damoh South | Bansatarkheda | BANSA | 11 KV RAMNATH PIPARIYA MIX | Pipariya Turkai | GOURAV PATEL | 25 KVA | 194
11254 | Damoh | Damoh South | Bansatarkheda | BANSA | 11 KV RAMNATH PIPARIYA MIX | Madiya | DHANIRAM PATEL | 25 KVA | 189
11255 | Damoh | Damoh South | Bansatarkheda | BANSA | 11 KV RAMNATH PIPARIYA MIX | Madiya | BALA PATEL MADIYA | 25 KVA | 181
11256 | Damoh | Damoh South | Bansatarkheda | BANSA | 11 KV RAMNATH PIPARIYA MIX | Madiya | HAJARI BALA | 25 KVA | 177
11257 | Damoh | Damoh South | Bansatarkheda | BANSA | 11 KV RAMNATH PIPARIYA MIX | Madiya | MITHU LAL BALA | 25 KVA | 162
11258 | Damoh | Damoh South | Bansatarkheda | BANSA | 11 KV RAMNATH PIPARIYA MIX | Turkai | CHOKAIYA BALA | 25 KVA | 144
11259 | Damoh | Damoh South | Bansatarkheda | BANSA | 11 KV RAMNATH PIPARIYA MIX | Turkai | SURAJ ADIWASHI | 25 KVA | 143
11260 | Damoh | Damoh South | Bansatarkheda | BANSA | 11 KV RAMNATH PIPARIYA MIX | Turkai | NANNI BALA | 25 KVA | 139
11261 | Damoh | Damoh South | Bansatarkheda | BANSA | 11 KV RAMNATH PIPARIYA MIX | Turkai | GANDHANV SHING | 25 KVA | 133
11262 | Damoh | Damoh South | Bansatarkheda | BANSA | 11 KV RAMNATH PIPARIYA MIX | Turkai | DEVENDRA SHING | 25 KVA | 130
11263 | Damoh | Damoh South | Bansatarkheda | BANSA | 11 KV RAMNATH PIPARIYA MIX | Turkai | MULAM SHING | 25 KVA | 126
11264 | Damoh | Damoh South | Bansatarkheda | BANSA | 11 KV RAMNATH PIPARIYA MIX | Turkai | SHIVPAL | 25 KVA | 122
11265 | Damoh | Damoh South | Bansatarkheda | BANSA | 11 KV RAMNATH PIPARIYA MIX | Turkai | SHEVTA | 25 KVA | 120
11266 | Damoh | Damoh South | Bansatarkheda | BANSA | 11 KV RAMNATH PIPARIYA MIX | Turkai | AJIT SHING | 25 KVA | 117
11267 | Damoh | Damoh South | Bansatarkheda | BANSA | 11 KV RAMNATH PIPARIYA MIX | Turkai | MINA BAI DEVRAN | 25 KVA | 114
11268 | Damoh | Damoh South | Bansatarkheda | BANSA | 11 KV RAMNATH PIPARIYA MIX | Turkai | SHITARAM | 25 KVA | 111
11269 | Damoh | Damoh South | Bansatarkheda | BANSA | 11 KV RAMNATH PIPARIYA MIX | Turkai | PAPPU PATEL BALA | 25 KVA | 104
11270 | Damoh | Damoh South | Bansatarkheda | BANSA | 11 KV RAMNATH PIPARIYA MIX | Turkai | GOPAL BALA | 25 KVA | 99
11271 | Damoh | Damoh South | Bansatarkheda | BANSA | 11 KV RAMNATH PIPARIYA MIX | Turkai | BRAJENADRA | 25 KVA | 94
11272 | Damoh | Damoh South | Bansatarkheda | BANSA | 11 KV RAMNATH PIPARIYA MIX | Turkai | PAPPU BALA | 25 KVA | 91
11273 | Damoh | Damoh South | Bansatarkheda | BANSA | 11 KV RAMNATH PIPARIYA MIX | Turkai | JANKI PATEL | 25 KVA | 81
11274 | Damoh | Damoh South | Bansatarkheda | BANSA | 11 KV RAMNATH PIPARIYA MIX | Turkai | AASHA RAM | 25 KVA | 80
11275 | Damoh | Damoh South | Bansatarkheda | BANSA | 11 KV RAMNATH PIPARIYA MIX | Turkai | MIHILAL BALA | 25 KVA | 76
11276 | Damoh | Damoh South | Bansatarkheda | BANSA | 11 KV RAMNATH PIPARIYA MIX | Turkai | HARIDAS BALA | 25 KVA | 69
11277 | Damoh | Damoh South | Bansatarkheda | BANSA | 11 KV RAMNATH PIPARIYA MIX | Turkai | RAMBHAROSE BALA | 25 KVA | 64
11278 | Damoh | Damoh South | Bansatarkheda | BANSA | 11 KV RAMNATH PIPARIYA MIX | Turkai | TEGI BALA | 25 KVA | 60
11279 | Damoh | Damoh South | Bansatarkheda | BANSA | 11 KV RAMNATH PIPARIYA MIX | Turkai | AANNTA BAI BALA | 25 KVA | 58
11280 | Damoh | Damoh South | Bansatarkheda | BANSA | 11 KV RAMNATH PIPARIYA MIX | Turkai | SHRINGAR RANI | 25 KVA | 55
11281 | Damoh | Damoh South | Bansatarkheda | BANSA | 11 KV RAMNATH PIPARIYA MIX | Deoran | SARDAR BALA | 25 KVA | 51
11282 | Damoh | Damoh South | Bansatarkheda | BANSA | 11 KV RAMNATH PIPARIYA MIX | Turkai | PAYULE BALA | 25 KVA | 49
11283 | Damoh | Damoh South | Bansatarkheda | BANSA | 11 KV RAMNATH PIPARIYA MIX | Turkai | KARDIYA BALA | 100 KVA | 37
11284 | Damoh | Damoh South | Bansatarkheda | BANSA | 11 KV RAMNATH PIPARIYA MIX | Deoran | SHILA BAI | 25 KVA | 19
11285 | Damoh | Damoh South | Bansatarkheda | BANSA | 11 KV RAMNATH PIPARIYA MIX | Kunwarpur | SHILARAM BALA | 25 KVA | 980
11286 | Damoh | Damoh South | Bansatarkheda | BANSA | 11 KV RAMNATH PIPARIYA MIX | Kunwarpur | KAMAL KISHOR BALA | 25 KVA | 987
11287 | Damoh | Damoh South | Bansatarkheda | BANSA | 11 KV RAMNATH PIPARIYA MIX | NO VILLAGE FOUND | DTR NOT TAGGED | 25 KVA | 990
11288 | Damoh | Damoh South | Bansatarkheda | BANSA | 11 KV RAMNATH PIPARIYA MIX | NO VILLAGE FOUND | DTR NOT TAGGED | 25 KVA | 992
11289 | Damoh | Damoh South | Bansatarkheda | BANSA | 11 KV RAMNATH PIPARIYA MIX | NO VILLAGE FOUND | DTR NOT TAGGED | 25 KVA | 995
11290 | Damoh | Damoh South | Bansatarkheda | BANSA | 11 KV RAMNATH PIPARIYA MIX | NO VILLAGE FOUND | DTR NOT TAGGED | 25 KVA | 1002
11291 | Damoh | Damoh South | Bansatarkheda | BANSA | 11 KV RAMNATH PIPARIYA MIX | NO VILLAGE FOUND | DTR NOT TAGGED | 25 KVA | 1005
11292 | Damoh | Damoh South | Bansatarkheda | BANSA | 11 KV RAMNATH PIPARIYA MIX | NO VILLAGE FOUND | DTR NOT TAGGED | 25 KVA | 1007
11293 | Damoh | Damoh South | Bansatarkheda | BANSA | 11 KV RAMNATH PIPARIYA MIX | NO VILLAGE FOUND | DTR NOT TAGGED | 25 KVA | 1011
11294 | Damoh | Damoh South | Bansatarkheda | BANSA | PIPARIYA RGGVY MIX | Hinota Narsinghgarh | HINOTA BASTI | 63 KVA | 627
11295 | Damoh | Damoh South | Bansatarkheda | BANSA | PIPARIYA RGGVY MIX | Hinota Narsinghgarh | HINOTA BASTI | 25 KVA | 622
11296 | Damoh | Damoh South | Bansatarkheda | BANSA | PIPARIYA RGGVY MIX | Hinota Narsinghgarh | HINOTA HARIJAN BASTI BALA | 25 KVA | 615
11297 | Damoh | Damoh South | Bansatarkheda | BANSA | PIPARIYA RGGVY MIX | Hinota Narsinghgarh | RANJIT SHING | 25 KVA | 605
11298 | Damoh | Damoh South | Bansatarkheda | BANSA | PIPARIYA RGGVY MIX | Hinota Narsinghgarh | PARAM PATEL | 25 KVA | 600
11299 | Damoh | Damoh South | Bansatarkheda | BANSA | PIPARIYA RGGVY MIX | Hinota Narsinghgarh | SAPNA | 25 KVA | 575
11300 | Damoh | Damoh South | Bansatarkheda | BANSA | PIPARIYA RGGVY MIX | Hinota Narsinghgarh | ENDRASHING | 25 KVA | 573
11301 | Damoh | Damoh South | Bansatarkheda | BANSA | PIPARIYA RGGVY MIX | Deoran | AJIT SHING | 25 KVA | 569
11302 | Damoh | Damoh South | Bansatarkheda | BANSA | PIPARIYA RGGVY MIX | Deoran | SHROJRANI | 25 KVA | 565
11303 | Damoh | Damoh South | Bansatarkheda | BANSA | PIPARIYA RGGVY MIX | Deoran | DEVRAN BASTI | 25 KVA | 562
11304 | Damoh | Damoh South | Bansatarkheda | BANSA | PIPARIYA RGGVY MIX | Deoran | SHOBHA SHING | 25 KVA | 558
11305 | Damoh | Damoh South | Bansatarkheda | BANSA | PIPARIYA RGGVY MIX | Deoran | DEVRAN BASTI | 25 KVA | 547
11306 | Damoh | Damoh South | Bansatarkheda | BANSA | PIPARIYA RGGVY MIX | Deoran | DEVRAN BASTI | 25 KVA | 546
11307 | Damoh | Damoh South | Bansatarkheda | BANSA | PIPARIYA RGGVY MIX | Deoran | PAPU WAA | 25 KVA | 544
11308 | Damoh | Damoh South | Bansatarkheda | BANSA | PIPARIYA RGGVY MIX | Deoran | REVA WALA | 25 KVA | 539
11309 | Damoh | Damoh South | Bansatarkheda | BANSA | PIPARIYA RGGVY MIX | Deoran | KUMMU WALA | 25 KVA | 536
11310 | Damoh | Damoh South | Bansatarkheda | BANSA | PIPARIYA RGGVY MIX | Deoran | VISWJEET WALA | 25 KVA | 531
11311 | Damoh | Damoh South | Bansatarkheda | BANSA | PIPARIYA RGGVY MIX | Deoran | DEVRAN BASTI | 63 KVA | 527
11312 | Damoh | Damoh South | Bansatarkheda | BANSA | PIPARIYA RGGVY MIX | Deoran | KUNDI WALA | 25 KVA | 522
11313 | Damoh | Damoh South | Bansatarkheda | BANSA | PIPARIYA RGGVY MIX | Deoran | JAYPAL WALA | 25 KVA | 512
11314 | Damoh | Damoh South | Bansatarkheda | BANSA | PIPARIYA RGGVY MIX | Turkai | HARIJAN WALA | 25 KVA | 510
11315 | Damoh | Damoh South | Bansatarkheda | BANSA | PIPARIYA RGGVY MIX | Sar Khadi | KARDIYA | 25 KVA | 495
11316 | Damoh | Damoh South | Bansatarkheda | BANSA | PIPARIYA RGGVY MIX | Khejra Patmohna | KHEJRA | 25 KVA | 492
11317 | Damoh | Damoh South | Bansatarkheda | BANSA | PIPARIYA RGGVY MIX | Khejra Patmohna | KHEJRA KALONI | 25 KVA | 490
11318 | Damoh | Damoh South | Bansatarkheda | BANSA | PIPARIYA RGGVY MIX | Kumeriya | HARIJAN WALA | 25 KVA | 475
11319 | Damoh | Damoh South | Bansatarkheda | BANSA | PIPARIYA RGGVY MIX | Mahadpur | MAHANTPUR | 63 KVA | 473
11320 | Damoh | Damoh South | Bansatarkheda | BANSA | PIPARIYA RGGVY MIX | Patmohna | PATMOHNA BASTI | 63 KVA | 467
11321 | Damoh | Damoh South | Bansatarkheda | BANSA | PIPARIYA RGGVY MIX | Patmohna | PATMOHNA | 25 KVA | 465
11322 | Damoh | Damoh South | Bansatarkheda | BANSA | PIPARIYA RGGVY MIX | Kumeriya | TALA WALA | 25 KVA | 457
11323 | Damoh | Damoh South | Bansatarkheda | BANSA | PIPARIYA RGGVY MIX | Mahadpur | GANESH WALA | 25 KVA | 451
11324 | Damoh | Damoh South | Bansatarkheda | BANSA | PIPARIYA RGGVY MIX | Parsoria | PHE WALA | 25 KVA | 448
11325 | Damoh | Damoh South | Bansatarkheda | BANSA | PIPARIYA RGGVY MIX | Mahadpur | MAHANTPUR BASTI | 63 KVA | 445
11326 | Damoh | Damoh South | Bansatarkheda | BANSA | PIPARIYA RGGVY MIX | Parsoria | NAVEEN WALA | 25 KVA | 410
11327 | Damoh | Damoh South | Bansatarkheda | BANSA | PIPARIYA RGGVY MIX | Parsoria | KOSALYA RANI | 25 KVA | 399
11328 | Damoh | Damoh South | Bansatarkheda | BANSA | PIPARIYA RGGVY MIX | NO VILLAGE FOUND | DTR NOT TAGGED | 25 KVA | 397
11329 | Damoh | Damoh South | Bansatarkheda | BANSA | PIPARIYA RGGVY MIX | Parsoria | PARSORIYA ROAD BALA | 25 KVA | 395
11330 | Damoh | Damoh South | Bansatarkheda | BANSA | PIPARIYA RGGVY MIX | Parsoria | BALA WALA | 25 KVA | 391
11331 | Damoh | Damoh South | Bansatarkheda | BANSA | PIPARIYA RGGVY MIX | Parsoria | SCHOOL WALA | 25 KVA | 379
11332 | Damoh | Damoh South | Bansatarkheda | BANSA | PIPARIYA RGGVY MIX | Parsoria | SABITA BAI | 25 KVA | 372
11333 | Damoh | Damoh South | Bansatarkheda | BANSA | PIPARIYA RGGVY MIX | Parsoria | TALAB KE PAAS | 25 KVA | 367
11334 | Damoh | Damoh South | Bansatarkheda | BANSA | PIPARIYA RGGVY MIX | Parsoria | PARSORIYA HARIJAN MOHLLA | 25 KVA | 364
11335 | Damoh | Damoh South | Bansatarkheda | BANSA | PIPARIYA RGGVY MIX | Parsoria | PARSORIYA BASTI | 100 KVA | 362
11336 | Damoh | Damoh South | Bansatarkheda | BANSA | PIPARIYA RGGVY MIX | Parsoria | URMILA WAL | 25 KVA | 349
11337 | Damoh | Damoh South | Bansatarkheda | BANSA | PIPARIYA RGGVY MIX | Dumar Balakot | SURENDRA WALA | 25 KVA | 344
11338 | Damoh | Damoh South | Bansatarkheda | BANSA | PIPARIYA RGGVY MIX | Dumar Balakot | BHAGAT WALA | 25 KVA | 336
11339 | Damoh | Damoh South | Bansatarkheda | BANSA | PIPARIYA RGGVY MIX | Kumeriya | KALONI WALA | 25 KVA | 330
11340 | Damoh | Damoh South | Bansatarkheda | BANSA | PIPARIYA RGGVY MIX | Dumar Balakot | BASTI WALA DUMAR | 100 KVA | 321
11341 | Damoh | Damoh South | Bansatarkheda | BANSA | PIPARIYA RGGVY MIX | Dumar Balakot | RAMJI WALA | 25 KVA | 304
11342 | Damoh | Damoh South | Bansatarkheda | BANSA | PIPARIYA RGGVY MIX | Dumar Balakot | LACHHI BAI | 25 KVA | 296
11343 | Damoh | Damoh South | Bansatarkheda | BANSA | PIPARIYA RGGVY MIX | NO VILLAGE FOUND | DTR NOT TAGGED | 25 KVA | 286
11344 | Damoh | Damoh South | Bansatarkheda | BANSA | PIPARIYA RGGVY MIX | Dumar Balakot | RAJEEV GADHI | 25 KVA | 231
11345 | Damoh | Damoh South | Bansatarkheda | BANSA | PIPARIYA RGGVY MIX | Kumeriya | KUMERIYA BASTI | 100 KVA | 222
11346 | Damoh | Damoh South | Bansatarkheda | BANSA | PIPARIYA RGGVY MIX | Kumeriya | SHARDA BAHU | 25 KVA | 221
11347 | Damoh | Damoh South | Bansatarkheda | BANSA | PIPARIYA RGGVY MIX | Kumeriya | RAJNI JAIN | 25 KVA | 219
11348 | Damoh | Damoh South | Bansatarkheda | BANSA | PIPARIYA RGGVY MIX | Kumeriya | INDRA KALONI | 25 KVA | 198
11349 | Damoh | Damoh South | Bansatarkheda | BANSA | PIPARIYA RGGVY MIX | Kumeriya | AMIT WALA | 25 KVA | 193
11350 | Damoh | Damoh South | Bansatarkheda | BANSA | PIPARIYA RGGVY MIX | Kumeriya | UPADHYAY WALA | 25 KVA | 186
11351 | Damoh | Damoh South | Bansatarkheda | BANSA | PIPARIYA RGGVY MIX | Kumeriya | BALA HOTAL KUMERIYA | 25 KVA | 180
11352 | Damoh | Damoh South | Bansatarkheda | BANSA | PIPARIYA RGGVY MIX | Kumeriya | BHOLE WALA | 25 KVA | 179
11353 | Damoh | Damoh South | Bansatarkheda | BANSA | PIPARIYA RGGVY MIX | Turkai | VODAPHONE | 25 KVA | 149
11354 | Damoh | Damoh South | Bansatarkheda | BANSA | PIPARIYA RGGVY MIX | Turkai | RAVI WALA | 25 KVA | 145
11355 | Damoh | Damoh South | Bansatarkheda | BANSA | PIPARIYA RGGVY MIX | Turkai | TURKARI | 25 KVA | 138
11356 | Damoh | Damoh South | Bansatarkheda | BANSA | PIPARIYA RGGVY MIX | Turkai | TURKARI BASTI | 100 KVA | 136
11357 | Damoh | Damoh South | Bansatarkheda | BANSA | PIPARIYA RGGVY MIX | Turkai | KHADIYA WALA TURKARI | 25 KVA | 131
11358 | Damoh | Damoh South | Bansatarkheda | BANSA | PIPARIYA RGGVY MIX | Turkai | TURKARI TIGADDA | 25 KVA | 126
11359 | Damoh | Damoh South | Bansatarkheda | BANSA | PIPARIYA RGGVY MIX | Turkai | ASHA WALA | 100 KVA | 123
11360 | Damoh | Damoh South | Bansatarkheda | BANSA | PIPARIYA RGGVY MIX | Sar Khadi | BANWALI WALA | 25 KVA | 114
11361 | Damoh | Damoh South | Bansatarkheda | BANSA | PIPARIYA RGGVY MIX | Sar Khadi | KALONI SARKHADI | 25 KVA | 104
11362 | Damoh | Damoh South | Bansatarkheda | BANSA | PIPARIYA RGGVY MIX | NO VILLAGE FOUND | DTR NOT TAGGED | 25 KVA | 98
11363 | Damoh | Damoh South | Bansatarkheda | BANSA | PIPARIYA RGGVY MIX | Sar Khadi | HARIJAN MUHALLA | 25 KVA | 94
11364 | Damoh | Damoh South | Bansatarkheda | BANSA | PIPARIYA RGGVY MIX | Sar Khadi | SARKHADI BASTI | 100 KVA | 89
11365 | Damoh | Damoh South | Bansatarkheda | BANSA | PIPARIYA RGGVY MIX | Sar Khadi | SARKHADI BASTI | 100 KVA | 76
11366 | Damoh | Damoh South | Bansatarkheda | BANSA | PIPARIYA RGGVY MIX | NO VILLAGE FOUND | DTR NOT TAGGED | 25 KVA | 35
11367 | Damoh | Damoh South | Bansatarkheda | BANSA | PIPARIYA RGGVY MIX | NO VILLAGE FOUND | DTR NOT TAGGED | 63 KVA | 21
11368 | Damoh | Damoh South | Bansatarkheda | BANSA | PIPARIYA RGGVY MIX | Hinota Narsinghgarh | HINOTA BASTI | 63 KVA | 634
11369 | Damoh | Damoh South | Bansatarkheda | BANSA | PIPARIYA RGGVY MIX | NO VILLAGE FOUND | DTR NOT TAGGED | 25 KVA | 662
11370 | Damoh | Damoh South | Bansatarkheda | BANSA | PIPARIYA RGGVY MIX | NO VILLAGE FOUND | DTR NOT TAGGED | 25 KVA | 663
11371 | Damoh | Damoh South | Bansatarkheda | BANSA | PIPARIYA RGGVY MIX | NO VILLAGE FOUND | DTR NOT TAGGED | 25 KVA | 669
11372 | Damoh | Damoh South | Bansatarkheda | BANSA | PIPARIYA RGGVY MIX | NO VILLAGE FOUND | DTR NOT TAGGED | 25 KVA | 672
11373 | Damoh | Damoh South | Bansatarkheda | BANSA | PIPARIYA RGGVY MIX | NO VILLAGE FOUND | DTR NOT TAGGED | 25 KVA | 674
11374 | Damoh | Damoh South | Bansatarkheda | BANSA | PIPARIYA RGGVY MIX | NO VILLAGE FOUND | DTR NOT TAGGED | 25 KVA | 676
11375 | Damoh | Damoh South | Bansatarkheda | BANSA | PIPARIYA RGGVY MIX | NO VILLAGE FOUND | DTR NOT TAGGED | 25 KVA | 680
11376 | Damoh | Damoh South | Bansatarkheda | BANSA | PIPARIYA RGGVY MIX | NO VILLAGE FOUND | DTR NOT TAGGED | 25 KVA | 684
11377 | Damoh | Damoh South | Bansatarkheda | BANSA | PIPARIYA RGGVY MIX | NO VILLAGE FOUND | DTR NOT TAGGED | 25 KVA | 685
11378 | Damoh | Damoh South | Bansatarkheda | BANSA | PIPARIYA RGGVY MIX | NO VILLAGE FOUND | DTR NOT TAGGED | 25 KVA | 691
11379 | Damoh | Damoh South | Bansatarkheda | BANSA | PIPARIYA RGGVY MIX | NO VILLAGE FOUND | DTR NOT TAGGED | 63 KVA | 692
11380 | Damoh | Damoh South | Bansatarkheda | BANSA | PIPARIYA RGGVY MIX | NO VILLAGE FOUND | DTR NOT TAGGED | 25 KVA | 698
11381 | Damoh | Damoh South | Bansatarkheda | BANSA | PIPARIYA RGGVY MIX | NO VILLAGE FOUND | DTR NOT TAGGED | 25 KVA | 703
11382 | Damoh | Damoh South | Damoh Res | INDUSTRIAL AREA MARUTAL | 11 KV AAMCHOPRA | NO VILLAGE FOUND | MODEL COLLAGE BARPATI | 63 KVA | 529
11383 | Damoh | Damoh South | Damoh Res | INDUSTRIAL AREA MARUTAL | 11 KV AAMCHOPRA | Kuluwa (Marutal) | AGRAWAL WEAR HOUS | 25 KVA | 522
11384 | Damoh | Damoh South | Damoh Res | INDUSTRIAL AREA MARUTAL | 11 KV AAMCHOPRA | NO VILLAGE FOUND | JIO BEHRO BAHAR | 25 KVA | 506
11385 | Damoh | Damoh South | Damoh Res | INDUSTRIAL AREA MARUTAL | 11 KV AAMCHOPRA | Chopra Khurd (OG) | BHEROBAHIR WALA | 100 KVA | 505
11386 | Damoh | Damoh South | Damoh Res | INDUSTRIAL AREA MARUTAL | 11 KV AAMCHOPRA | Kuluwa (Marutal) | RAJENDRA WALA MARUTAL | 100 KVA | 497
11387 | Damoh | Damoh South | Damoh Res | INDUSTRIAL AREA MARUTAL | 11 KV AAMCHOPRA | Kuluwa (Marutal) | RAJNAGAR WALA | 25 KVA | 488
11388 | Damoh | Damoh South | Damoh Res | INDUSTRIAL AREA MARUTAL | 11 KV AAMCHOPRA | Kuluwa (Marutal) | MADAN YADAV BHADAWARI | 63 KVA | 455
11389 | Damoh | Damoh South | Damoh Res | INDUSTRIAL AREA MARUTAL | 11 KV AAMCHOPRA | Kuluwa (Marutal) | ABHILASHA MARUTAL WALA | 63 KVA | 445
11390 | Damoh | Damoh South | Damoh Res | INDUSTRIAL AREA MARUTAL | 11 KV AAMCHOPRA | Kuluwa (Marutal) | BHADWARI WALA | 100 KVA | 436
11391 | Damoh | Damoh South | Damoh Res | INDUSTRIAL AREA MARUTAL | 11 KV AAMCHOPRA | Kuluwa (Marutal) | ADIWASI MUHLLA | 25 KVA | 426
11392 | Damoh | Damoh South | Damoh Res | INDUSTRIAL AREA MARUTAL | 11 KV AAMCHOPRA | Kuluwa (Marutal) | W/W BHADAWARI | 25 KVA | 422
11393 | Damoh | Damoh South | Damoh Res | INDUSTRIAL AREA MARUTAL | 11 KV AAMCHOPRA | Kuluwa (Marutal) | RAI MUHLLA | 100 KVA | 411
11394 | Damoh | Damoh South | Damoh Res | INDUSTRIAL AREA MARUTAL | 11 KV AAMCHOPRA | Kotatala | TOL PLAGA KOTATALA | 25 KVA | 406
11395 | Damoh | Damoh South | Damoh Res | INDUSTRIAL AREA MARUTAL | 11 KV AAMCHOPRA | Kotatala | NASEEMA BEGAM KOTATALA | 25 KVA | 397
11396 | Damoh | Damoh South | Damoh Res | INDUSTRIAL AREA MARUTAL | 11 KV AAMCHOPRA | Kotatala | KOTATALA WALA | 100 KVA | 394
11397 | Damoh | Damoh South | Damoh Res | INDUSTRIAL AREA MARUTAL | 11 KV AAMCHOPRA | Kuluwa (Marutal) | JIO TOWER WALA | 25 KVA | 391
11398 | Damoh | Damoh South | Damoh Res | INDUSTRIAL AREA MARUTAL | 11 KV AAMCHOPRA | Kuluwa (Marutal) | 220 S/S | 25 KVA | 378
11399 | Damoh | Damoh South | Damoh Res | INDUSTRIAL AREA MARUTAL | 11 KV AAMCHOPRA | Kuluwa (Marutal) | 220 KVA MARUTAL | 63 KVA | 367
11400 | Damoh | Damoh South | Damoh Res | INDUSTRIAL AREA MARUTAL | 11 KV AAMCHOPRA | Kotatala | CHARCHJ GROTH | 100 KVA | 366
11401 | Damoh | Damoh South | Damoh Res | INDUSTRIAL AREA MARUTAL | 11 KV AAMCHOPRA | Kotatala | PAPPU KHAN KOTATALA | 25 KVA | 365
11402 | Damoh | Damoh South | Damoh Res | INDUSTRIAL AREA MARUTAL | 11 KV AAMCHOPRA | Kotatala | ITI MARUTAL | 100 KVA | 362
11403 | Damoh | Damoh South | Damoh Res | INDUSTRIAL AREA MARUTAL | 11 KV AAMCHOPRA | Kuluwa (Marutal) | MARUTAL HIGHT SCHOOL | 25 KVA | 359
11404 | Damoh | Damoh South | Damoh Res | INDUSTRIAL AREA MARUTAL | 11 KV AAMCHOPRA | Kuluwa (Marutal) | RAITAWARI | 25 KVA | 347
11405 | Damoh | Damoh South | Damoh Res | INDUSTRIAL AREA MARUTAL | 11 KV AAMCHOPRA | Kuluwa (Marutal) | LUDHARI WALA | 25 KVA | 328
11406 | Damoh | Damoh South | Damoh Res | INDUSTRIAL AREA MARUTAL | 11 KV AAMCHOPRA | Kuluwa (Marutal) | CICM BSNL WALA MARUTAL | 100 KVA | 323
11407 | Damoh | Damoh South | Damoh Res | INDUSTRIAL AREA MARUTAL | 11 KV AAMCHOPRA | Kuluwa (Marutal) | CICM MARUTAL WALA | 200 KVA | 322
11408 | Damoh | Damoh South | Damoh Res | INDUSTRIAL AREA MARUTAL | 11 KV AAMCHOPRA | NO VILLAGE FOUND | 100 KVA SAHARA HOME | 100 KVA | 321
11409 | Damoh | Damoh South | Damoh Res | INDUSTRIAL AREA MARUTAL | 11 KV AAMCHOPRA | Kuluwa (Marutal) | MARUTAL TEK | 100 KVA | 316
11410 | Damoh | Damoh South | Damoh Res | INDUSTRIAL AREA MARUTAL | 11 KV AAMCHOPRA | Kuluwa (Marutal) | AIRTEL TOWER MARUTAL | 25 KVA | 312
11411 | Damoh | Damoh South | Damoh Res | INDUSTRIAL AREA MARUTAL | 11 KV AAMCHOPRA | Kuluwa (Marutal) | MARUTAL BASTI | 100 KVA | 311
11412 | Damoh | Damoh South | Damoh Res | INDUSTRIAL AREA MARUTAL | 11 KV AAMCHOPRA | Kuluwa (Marutal) | HANUMAN MANDIR MARUTAL | 100 KVA | 290
11413 | Damoh | Damoh South | Damoh Res | INDUSTRIAL AREA MARUTAL | 11 KV AAMCHOPRA | Kuluwa (Marutal) | KULUA HAR MARUTAL | 25 KVA | 278
11414 | Damoh | Damoh South | Damoh Res | INDUSTRIAL AREA MARUTAL | 11 KV AAMCHOPRA | Chopra Khurd (OG) | SURAY DABA | 100 KVA | 269
11415 | Damoh | Damoh South | Damoh Res | INDUSTRIAL AREA MARUTAL | 11 KV AAMCHOPRA | Kuluwa (Marutal) | BAY PASS MARUTAL | 100 KVA | 265
11416 | Damoh | Damoh South | Damoh Res | INDUSTRIAL AREA MARUTAL | 11 KV AAMCHOPRA | Chopra Khurd (OG) | MEHTA BAGICHA | 100 KVA | 238
11417 | Damoh | Damoh South | Damoh Res | INDUSTRIAL AREA MARUTAL | 11 KV AAMCHOPRA | Chopra Khurd (OG) | MEHTA BAGICHA W/W | 100 KVA | 237
11418 | Damoh | Damoh South | Damoh Res | INDUSTRIAL AREA MARUTAL | 11 KV AAMCHOPRA | Chopra Khurd (OG) | AMCHOPRA TALAIYA WALA | 100 KVA | 227
11419 | Damoh | Damoh South | Damoh Res | INDUSTRIAL AREA MARUTAL | 11 KV AAMCHOPRA | Chopra Khurd (OG) | KISSU YADAV AMCHOPRA BASTI | 100 KVA | 218
11420 | Damoh | Damoh South | Damoh Res | INDUSTRIAL AREA MARUTAL | 11 KV AAMCHOPRA | Chopra Khurd (OG) | SEVA UDYOG | 100 KVA | 214
11421 | Damoh | Damoh South | Damoh Res | INDUSTRIAL AREA MARUTAL | 11 KV AAMCHOPRA | Chopra Khurd (OG) | MARGHATA WALA | 100 KVA | 207
11422 | Damoh | Damoh South | Damoh Res | INDUSTRIAL AREA MARUTAL | 11 KV AAMCHOPRA | Chopra Khurd (OG) | W/W AAMCHOPRA | 25 KVA | 201
11423 | Damoh | Damoh South | Damoh Res | INDUSTRIAL AREA MARUTAL | 11 KV AAMCHOPRA | NO VILLAGE FOUND | CM RISE SCHOOL | 100 KVA | 534
11424 | Damoh | Damoh South | Damoh Res | INDUSTRIAL AREA MARUTAL | 11 KV AAMCHOPRA | NO VILLAGE FOUND | PANCHANG MARKET 1 | 200 KVA | 535
11425 | Damoh | Damoh South | Damoh Res | INDUSTRIAL AREA MARUTAL | 11 KV AAMCHOPRA | NO VILLAGE FOUND | PANCHANG MARKET 2 | 100 KVA | 536
11426 | Damoh | Damoh South | Damoh Res | INDUSTRIAL AREA MARUTAL | 11 KV AAMCHOPRA | NO VILLAGE FOUND | RADHA NIWAS COLONY 2 | 200 KVA | 539
11427 | Damoh | Damoh South | Damoh Res | INDUSTRIAL AREA MARUTAL | 11 KV AAMCHOPRA | NO VILLAGE FOUND | RADHA NIWAS COLONY 1 | 200 KVA | 540
11428 | Damoh | Damoh South | Damoh Res | INDUSTRIAL AREA MARUTAL | 11 KV AAMCHOPRA | NO VILLAGE FOUND | KOTATALA MARGHATA VALA | 25 KVA | 541
11429 | Damoh | Damoh South | Damoh Res | INDUSTRIAL AREA MARUTAL | 11 KV AAMCHOPRA | NO VILLAGE FOUND | BHERO BEHAR BASTI 2 | 25 KVA | 542
11430 | Damoh | Damoh South | Damoh Res | INDUSTRIAL AREA MARUTAL | 11 KV AAMCHOPRA | NO VILLAGE FOUND | MODEL COLLAGE BARPATI | 63 KVA | 549
11431 | Damoh | Damoh South | Damoh Res | INDUSTRIAL AREA MARUTAL | 11 KV AAMCHOPRA | NO VILLAGE FOUND | CM RISE SCHOOL | 100 KVA | 554
11432 | Damoh | Damoh South | Damoh Res | INDUSTRIAL AREA MARUTAL | 11 KV AAMCHOPRA | NO VILLAGE FOUND | PANCHANG MARKET 1 | 200 KVA | 555
11433 | Damoh | Damoh South | Damoh Res | INDUSTRIAL AREA MARUTAL | 11 KV AAMCHOPRA | NO VILLAGE FOUND | PANCHANG MARKET 2 | 100 KVA | 556
11434 | Damoh | Damoh South | Damoh Res | INDUSTRIAL AREA MARUTAL | 11 KV AAMCHOPRA | NO VILLAGE FOUND | RADHA NIWAS COLONY 2 | 200 KVA | 559
11435 | Damoh | Damoh South | Damoh Res | INDUSTRIAL AREA MARUTAL | 11 KV AAMCHOPRA | NO VILLAGE FOUND | RADHA NIWAS COLONY 1 | 200 KVA | 560
11436 | Damoh | Damoh South | Damoh Res | INDUSTRIAL AREA MARUTAL | 11 KV AAMCHOPRA | NO VILLAGE FOUND | KOTATALA MARGHATA VALA | 25 KVA | 561
11437 | Damoh | Damoh South | Damoh Res | INDUSTRIAL AREA MARUTAL | 11 KV AAMCHOPRA | NO VILLAGE FOUND | BHERO BEHAR BASTI 2 | 25 KVA | 562
11438 | Damoh | Damoh South | Damoh Res | INDUSTRIAL AREA MARUTAL | 11 KV AAMCHOPRA | NO VILLAGE FOUND | COLONY VIMAL JAIN | 200 KVA | 567
11439 | Damoh | Damoh South | Damoh Res | INDUSTRIAL AREA MARUTAL | 11 KV AAMCHOPRA | NO VILLAGE FOUND | NATRAJ COLONY 2 | 100 KVA | 569
11440 | Damoh | Damoh South | Damoh Res | INDUSTRIAL AREA MARUTAL | 11 KV AAMCHOPRA | NO VILLAGE FOUND | NATRAJ COLONY 1 | 200 KVA | 570
11441 | Damoh | Damoh South | Damoh Res | INDUSTRIAL AREA MARUTAL | 11 KV HATHNI DL | Karondi | TAPARIYA TOLA BHURI | 25 KVA | 745
11442 | Damoh | Damoh South | Damoh Res | INDUSTRIAL AREA MARUTAL | 11 KV HATHNI DL | Karondi | LAMAN TOLA JORTALA KHURD | 25 KVA | 744
11443 | Damoh | Damoh South | Damoh Res | INDUSTRIAL AREA MARUTAL | 11 KV HATHNI DL | Karondi | AIRTEL TOWER JORTALA KHURD | 25 KVA | 741
11444 | Damoh | Damoh South | Damoh Res | INDUSTRIAL AREA MARUTAL | 11 KV HATHNI DL | Karondi | VODAFON TOWER JORTALA KHURD | 25 KVA | 740
11445 | Damoh | Damoh South | Damoh Res | INDUSTRIAL AREA MARUTAL | 11 KV HATHNI DL | Jortala Khurd | RAJENDRA WALA JORTALA KHURD | 100 KVA | 737
11446 | Damoh | Damoh South | Damoh Res | INDUSTRIAL AREA MARUTAL | 11 KV HATHNI DL | Jortala Khurd | BASTI WALA JORTALA KHURD | 25 KVA | 734
11447 | Damoh | Damoh South | Damoh Res | INDUSTRIAL AREA MARUTAL | 11 KV HATHNI DL | Jortala Khurd | HIGHT SCHOOL JORTALA KHURD | 25 KVA | 725
11448 | Damoh | Damoh South | Damoh Res | INDUSTRIAL AREA MARUTAL | 11 KV HATHNI DL | Jortala Khurd | GYANI VISHWAKARMA JORTALA KHURD | 100 KVA | 715
11449 | Damoh | Damoh South | Damoh Res | INDUSTRIAL AREA MARUTAL | 11 KV HATHNI DL | Karondi | KARODI BASTI WALA | 25 KVA | 641
11450 | Damoh | Damoh South | Damoh Res | INDUSTRIAL AREA MARUTAL | 11 KV HATHNI DL | Hinouti | RAGVENDRA WALA KARODI | 25 KVA | 640
11451 | Damoh | Damoh South | Damoh Res | INDUSTRIAL AREA MARUTAL | 11 KV HATHNI DL | Hathni | PIPARIYA BASTI | 25 KVA | 629
11452 | Damoh | Damoh South | Damoh Res | INDUSTRIAL AREA MARUTAL | 11 KV HATHNI DL | Hathni | ROAD WALA PIPARIYA | 25 KVA | 626
11453 | Damoh | Damoh South | Damoh Res | INDUSTRIAL AREA MARUTAL | 11 KV HATHNI DL | Hathni | DUKAN WALA HATHANI | 25 KVA | 618
11454 | Damoh | Damoh South | Damoh Res | INDUSTRIAL AREA MARUTAL | 11 KV HATHNI DL | Hathni | BADE WALA HATHANI | 25 KVA | 612
11455 | Damoh | Damoh South | Damoh Res | INDUSTRIAL AREA MARUTAL | 11 KV HATHNI DL | Hathni | BASTI HATHANI | 100 KVA | 606
11456 | Damoh | Damoh South | Damoh Res | INDUSTRIAL AREA MARUTAL | 11 KV HATHNI DL | Hathni | SCHOOL WALA HATHANI | 25 KVA | 602
11457 | Damoh | Damoh South | Damoh Res | INDUSTRIAL AREA MARUTAL | 11 KV HATHNI DL | Hathni | TOWER WALA HATHANI | 25 KVA | 598
11458 | Damoh | Damoh South | Damoh Res | INDUSTRIAL AREA MARUTAL | 11 KV HATHNI DL | Hinoti | PRAIMARI SCHOOL HINOPTI | 25 KVA | 550
11459 | Damoh | Damoh South | Damoh Res | INDUSTRIAL AREA MARUTAL | 11 KV HATHNI DL | Hinoti | AHIRWAL WALA HINOTI | 25 KVA | 546
11460 | Damoh | Damoh South | Damoh Res | INDUSTRIAL AREA MARUTAL | 11 KV HATHNI DL | Hinoti | TALAB WALA HINOTI | 25 KVA | 525
11461 | Damoh | Damoh South | Damoh Res | INDUSTRIAL AREA MARUTAL | 11 KV HATHNI DL | Hinoti | HINOTI BASTI | 100 KVA | 518
11462 | Damoh | Damoh South | Damoh Res | INDUSTRIAL AREA MARUTAL | 11 KV HATHNI DL | Hinoti | INDRA AABAS COLONI HINOTI | 25 KVA | 508
11463 | Damoh | Damoh South | Damoh Res | INDUSTRIAL AREA MARUTAL | 11 KV HATHNI DL | Gwari | CHJIRAI CHOJ WALA | 100 KVA | 495
11464 | Damoh | Damoh South | Damoh Res | INDUSTRIAL AREA MARUTAL | 11 KV HATHNI DL | Kuluwa (Marutal) | W/W KOTATALA | 25 KVA | 492
11465 | Damoh | Damoh South | Damoh Res | INDUSTRIAL AREA MARUTAL | 11 KV HATHNI DL | Gwari | MAYAHAR GWARI | 100 KVA | 452
11466 | Damoh | Damoh South | Damoh Res | INDUSTRIAL AREA MARUTAL | 11 KV HATHNI DL | Guwari | TULSI CHAKKI WALA GWARI | 100 KVA | 436
11467 | Damoh | Damoh South | Damoh Res | INDUSTRIAL AREA MARUTAL | 11 KV HATHNI DL | Guwari | SCHOOL WALA GWARI | 25 KVA | 421
11468 | Damoh | Damoh South | Damoh Res | INDUSTRIAL AREA MARUTAL | 11 KV HATHNI DL | Guwari | TORIYA TOLA GWARI | 25 KVA | 415
11469 | Damoh | Damoh South | Damoh Res | INDUSTRIAL AREA MARUTAL | 11 KV HATHNI DL | Guwari | W/W GWARI | 25 KVA | 410
11470 | Damoh | Damoh South | Damoh Res | INDUSTRIAL AREA MARUTAL | 11 KV HATHNI DL | Guwari | PANI TANKI GWARI | 25 KVA | 388
11471 | Damoh | Damoh South | Damoh Res | INDUSTRIAL AREA MARUTAL | 11 KV HATHNI DL | Guwari | HAMMER SINGH GWARI | 25 KVA | 378
11472 | Damoh | Damoh South | Damoh Res | INDUSTRIAL AREA MARUTAL | 11 KV HATHNI DL | Guwari | SCHOOL MAYAHAR GWARI | 25 KVA | 372
11473 | Damoh | Damoh South | Damoh Res | INDUSTRIAL AREA MARUTAL | 11 KV HATHNI DL | Guwari | BANK WALA GWARI | 25 KVA | 356
11474 | Damoh | Damoh South | Damoh Res | INDUSTRIAL AREA MARUTAL | 11 KV HATHNI DL | Guwari | HANUMAN TEMPIL GWARI | 63 KVA | 333
11475 | Damoh | Damoh South | Damoh Res | INDUSTRIAL AREA MARUTAL | 11 KV HATHNI DL | Pathariya Khurd | MURGI FORM HINOTI | 25 KVA | 315
11476 | Damoh | Damoh South | Damoh Res | INDUSTRIAL AREA MARUTAL | 11 KV HATHNI DL | Bhuri | ADVAR BHURI WALA | 25 KVA | 297
11477 | Damoh | Damoh South | Damoh Res | INDUSTRIAL AREA MARUTAL | 11 KV HATHNI DL | Bhuri | KARASH DEV CHABUTRA BHURI | 25 KVA | 287
11478 | Damoh | Damoh South | Damoh Res | INDUSTRIAL AREA MARUTAL | 11 KV HATHNI DL | Bhuri | ADIWASI TORIYA BHURI | 25 KVA | 283
11479 | Damoh | Damoh South | Damoh Res | INDUSTRIAL AREA MARUTAL | 11 KV HATHNI DL | Bhuri | KANYA SHALA BHURI | 25 KVA | 277
11480 | Damoh | Damoh South | Damoh Res | INDUSTRIAL AREA MARUTAL | 11 KV HATHNI DL | Bhuri | KANAI DR. BHURI | 100 KVA | 271
11481 | Damoh | Damoh South | Damoh Res | INDUSTRIAL AREA MARUTAL | 11 KV HATHNI DL | Bhuri | HARIJAN COLONI BHURI | 25 KVA | 265
11482 | Damoh | Damoh South | Damoh Res | INDUSTRIAL AREA MARUTAL | 11 KV HATHNI DL | Bhuri | PASU CHIKASLAY BHURI | 25 KVA | 262
11483 | Damoh | Damoh South | Damoh Res | INDUSTRIAL AREA MARUTAL | 11 KV HATHNI DL | Bhuri | BSNL TOWER BHURI | 63 KVA | 259
11484 | Damoh | Damoh South | Damoh Res | INDUSTRIAL AREA MARUTAL | 11 KV HATHNI DL | Bhuri | MARGHATA WALA BHURI | 25 KVA | 256
11485 | Damoh | Damoh South | Damoh Res | INDUSTRIAL AREA MARUTAL | 11 KV HATHNI DL | Bijori | KHER MATA BHURI | 100 KVA | 245
11486 | Damoh | Damoh South | Damoh Res | INDUSTRIAL AREA MARUTAL | 11 KV HATHNI DL | Bhuri | SUSAITI BHURI WALA | 25 KVA | 239
11487 | Damoh | Damoh South | Damoh Res | INDUSTRIAL AREA MARUTAL | 11 KV HATHNI DL | Bijori | ADIWASI CHAKKI WALA BIJORI | 25 KVA | 186
11488 | Damoh | Damoh South | Damoh Res | INDUSTRIAL AREA MARUTAL | 11 KV HATHNI DL | Bijori | CHENU CHHAKKI BIJORI | 25 KVA | 181
11489 | Damoh | Damoh South | Damoh Res | INDUSTRIAL AREA MARUTAL | 11 KV HATHNI DL | Bijori | W/W BIJORI | 25 KVA | 172
11490 | Damoh | Damoh South | Damoh Res | INDUSTRIAL AREA MARUTAL | 11 KV HATHNI DL | Bijori | SCHOOL WALA BIJORI | 25 KVA | 160
11491 | Damoh | Damoh South | Damoh Res | INDUSTRIAL AREA MARUTAL | 11 KV HATHNI DL | Bijori | NAHAR WALA BIJORI | 25 KVA | 156
11492 | Damoh | Damoh South | Damoh Res | INDUSTRIAL AREA MARUTAL | 11 KV HATHNI DL | Bijori | TOWER WAL BIJORI | 25 KVA | 150
11493 | Damoh | Damoh South | Damoh Res | INDUSTRIAL AREA MARUTAL | 11 KV HATHNI DL | Bijori | MARAJ CHAKKI BIJORI | 25 KVA | 149
11494 | Damoh | Damoh South | Damoh Res | INDUSTRIAL AREA MARUTAL | 11 KV HATHNI DL | Pathariya Khurd | PIPAL WALA BIJORI | 100 KVA | 138
11495 | Damoh | Damoh South | Damoh Res | INDUSTRIAL AREA MARUTAL | 11 KV HATHNI DL | Athai | GRAM PANCHAYAT ATHAI | 100 KVA | 107
11496 | Damoh | Damoh South | Damoh Res | INDUSTRIAL AREA MARUTAL | 11 KV HATHNI DL | Athai | PATHARYA KHURD BASTI WALA | 63 KVA | 94
11497 | Damoh | Damoh South | Damoh Res | INDUSTRIAL AREA MARUTAL | 11 KV HATHNI DL | Athai | SCHOOLA WALA ATHAI | 100 KVA | 88
11498 | Damoh | Damoh South | Damoh Res | INDUSTRIAL AREA MARUTAL | 11 KV HATHNI DL | Athai | BASTI WALA ATHAI | 100 KVA | 79
11499 | Damoh | Damoh South | Damoh Res | INDUSTRIAL AREA MARUTAL | 11 KV HATHNI DL | Barpati | TALAB WALA BARPATI | 25 KVA | 54
11500 | Damoh | Damoh South | Damoh Res | INDUSTRIAL AREA MARUTAL | 11 KV HATHNI DL | Barpati | NAHAR WALA BARPATI | 25 KVA | 46
11501 | Damoh | Damoh South | Damoh Res | INDUSTRIAL AREA MARUTAL | 11 KV HATHNI DL | Badyau | PREM SINGH CHAKKI WALA BADYAU | 100 KVA | 752
11502 | Damoh | Damoh South | Damoh Res | INDUSTRIAL AREA MARUTAL | 11 KV HATHNI DL | Badyau | MAJJID BADYAU WALA | 25 KVA | 755
11503 | Damoh | Damoh South | Damoh Res | INDUSTRIAL AREA MARUTAL | 11 KV HATHNI DL | Karondi | DR. WALA BADYAU | 25 KVA | 761
11504 | Damoh | Damoh South | Damoh Res | INDUSTRIAL AREA MARUTAL | 11 KV HATHNI DL | Badyau | TORIYA WALA BADYAU | 25 KVA | 770
11505 | Damoh | Damoh South | Damoh Res | INDUSTRIAL AREA MARUTAL | 11 KV HATHNI DL | Badyau | COLONY WALA BADYAU | 25 KVA | 773
11506 | Damoh | Damoh South | Damoh Res | INDUSTRIAL AREA MARUTAL | 11 KV HATHNI DL | Badyau | TULASHI WALA BADYAU | 25 KVA | 782
11507 | Damoh | Damoh South | Damoh Res | INDUSTRIAL AREA MARUTAL | 11 KV HATHNI DL | Badyau | RAJJAN WALA BADYAU CHOTI | 25 KVA | 786
11508 | Damoh | Damoh South | Damoh Res | INDUSTRIAL AREA MARUTAL | 11 KV HATHNI DL | Badyau | BADI BADYAU BASTI WALA | 25 KVA | 796
11509 | Damoh | Damoh South | Damoh Res | INDUSTRIAL AREA MARUTAL | 11 KV HATHNI DL | Badyau | BADI BADYAU ROD WALA | 25 KVA | 802
11510 | Damoh | Damoh South | Damoh Res | INDUSTRIAL AREA MARUTAL | 11 KV HATHNI DL | NO VILLAGE FOUND | TORIYA TOLA GWARI | 25 KVA | 806
11511 | Damoh | Damoh South | Damoh Res | INDUSTRIAL AREA MARUTAL | 11 KV HATHNI DL | NO VILLAGE FOUND | INDUS TOWER BHURI | 25 KVA | 813
11512 | Damoh | Damoh South | Damoh Res | INDUSTRIAL AREA MARUTAL | 11 KV HATHNI DL | NO VILLAGE FOUND | BHEEKAM SETH VALA | 25 KVA | 820
11513 | Damoh | Damoh South | Damoh Res | INDUSTRIAL AREA MARUTAL | 11 KV HATHNI DL | NO VILLAGE FOUND | JOGINDAR GANDHI PIPRIYA VALA | 25 KVA | 833
11514 | Damoh | Damoh South | Damoh Res | INDUSTRIAL AREA MARUTAL | 11 KV HATHNI DL | NO VILLAGE FOUND | ADDITIONAL HATHANI VALA | 25 KVA | 834
11515 | Damoh | Damoh South | Damoh Res | INDUSTRIAL AREA MARUTAL | 11 KV INDUSTRIAL-I | Kuluwa (Marutal) | CHIRAG UDOYOG | 63 KVA | 126
11516 | Damoh | Damoh South | Damoh Res | INDUSTRIAL AREA MARUTAL | 11 KV INDUSTRIAL-I | Kuluwa (Marutal) | RAHUL VISHKARMA MARUTAL | 63 KVA | 115
11517 | Damoh | Damoh South | Damoh Res | INDUSTRIAL AREA MARUTAL | 11 KV INDUSTRIAL-I | Kuluwa (Marutal) | SORABH RAI MARUTAL | 100 KVA | 114
11518 | Damoh | Damoh South | Damoh Res | INDUSTRIAL AREA MARUTAL | 11 KV INDUSTRIAL-I | Kuluwa (Marutal) | SATEESH BOHRE MARUTAL | 100 KVA | 109
11519 | Damoh | Damoh South | Damoh Res | INDUSTRIAL AREA MARUTAL | 11 KV INDUSTRIAL-I | Kuluwa (Marutal) | ANKUR RAI | 100 KVA | 106
11520 | Damoh | Damoh South | Damoh Res | INDUSTRIAL AREA MARUTAL | 11 KV INDUSTRIAL-I | Kuluwa (Marutal) | SANDEEP CHORASIYA MARUTAL | 63 KVA | 104
11521 | Damoh | Damoh South | Damoh Res | INDUSTRIAL AREA MARUTAL | 11 KV INDUSTRIAL-I | Kuluwa (Marutal) | SANOSH MISHRA MARUTAL | 25 KVA | 93
11522 | Damoh | Damoh South | Damoh Res | INDUSTRIAL AREA MARUTAL | 11 KV INDUSTRIAL-I | Kuluwa (Marutal) | SEEMA JAT MARUTAL | 100 KVA | 90
11523 | Damoh | Damoh South | Damoh Res | INDUSTRIAL AREA MARUTAL | 11 KV INDUSTRIAL-I | Kuluwa (Marutal) | ANKIT AGRWAL MARUTAL | 200 KVA | 75
11524 | Damoh | Damoh South | Damoh Res | INDUSTRIAL AREA MARUTAL | 11 KV INDUSTRIAL-I | Kuluwa (Marutal) | ANURUDHY TAMRKAR MARUTAL | 63 KVA | 68
11525 | Damoh | Damoh South | Damoh Res | INDUSTRIAL AREA MARUTAL | 11 KV INDUSTRIAL-I | Kuluwa (Marutal) | ANITA SAHU MARUTAL | 25 KVA | 66
11526 | Damoh | Damoh South | Damoh Res | INDUSTRIAL AREA MARUTAL | 11 KV INDUSTRIAL-I | Kuluwa (Marutal) | STREET LIGHT | 63 KVA | 34
11527 | Damoh | Damoh South | Damoh Res | INDUSTRIAL AREA MARUTAL | 11 KV INDUSTRIAL-I | Barpati | PANAMA WALA | 25 KVA | 19
11528 | Damoh | Damoh South | Damoh Res | INDUSTRIAL AREA MARUTAL | 11 KV INDUSTRIAL-I | Kuluwa (Marutal) | S/S MARUTAL | 63 KVA | 2
11529 | Damoh | Damoh South | Damoh Res | INDUSTRIAL AREA MARUTAL | 11 KV INDUSTRIAL-I | NO VILLAGE FOUND | BASTI WALA | 63 KVA | 140
11530 | Damoh | Damoh South | Damoh Res | INDUSTRIAL AREA MARUTAL | 11 KV INDUSTRIAL-I | NO VILLAGE FOUND | DIXIT JI VALA | 200 KVA | 142
11531 | Damoh | Damoh South | Damoh Res | INDUSTRIAL AREA MARUTAL | 11 KV INDUSTRIAL-I | NO VILLAGE FOUND | MEDICAL COLLAGE VALA BARPATI | 200 KVA | 145
11532 | Damoh | Damoh South | Damoh Res | INDUSTRIAL AREA MARUTAL | 11 KV INDUSTRIAL-II | Kuluwa (Marutal) | STEET LIGHT MARUTAL 2 | 100 KVA | 167
11533 | Damoh | Damoh South | Damoh Res | INDUSTRIAL AREA MARUTAL | 11 KV INDUSTRIAL-II | Kuluwa (Marutal) | STEET LIGHT MARUTAL | 100 KVA | 147
11534 | Damoh | Damoh South | Damoh Res | INDUSTRIAL AREA MARUTAL | 11 KV INDUSTRIAL-II | NO VILLAGE FOUND | RAJJAK KABADI VALA | 25 KVA | 177
11535 | Damoh | Damoh South | Damoh Res | INDUSTRIAL AREA MARUTAL | 11 KV INDUSTRIAL-II | NO VILLAGE FOUND | BADHVANI VALA | 200 KVA | 178
11536 | Damoh | Damoh South | Damoh Res | INDUSTRIAL AREA MARUTAL | 11 KV INDUSTRIAL-II | NO VILLAGE FOUND | SETH BROTHER VALA | 100 KVA | 181
11537 | Damoh | Damoh South | Damoh Res | INDUSTRIAL AREA MARUTAL | 11 KV INDUSTRIAL-II | NO VILLAGE FOUND | PAVAN PATEL VALA | 100 KVA | 182
11538 | Damoh | Damoh South | Damoh Res | INDUSTRIAL AREA MARUTAL | 11 KV INDUSTRIAL-II | NO VILLAGE FOUND | SHEKH CHHIDDAN VALA | 25 KVA | 185
11539 | Damoh | Damoh South | Damoh Res | INDUSTRIAL AREA MARUTAL | 11 KV INDUSTRIAL-II | NO VILLAGE FOUND | ARORA VALA WIRE FACTORY | 100 KVA | 195
11540 | Damoh | Damoh South | Banwar | BANWAR | 11 KV BANWAR DL | Jharoli | BABULAL KE GHAR KE PAS VALA | 25 KVA | 265
11541 | Damoh | Damoh South | Banwar | BANWAR | 11 KV BANWAR DL | Jharoli | CHHATRA VAS VALA | 100 KVA | 262
11542 | Damoh | Damoh South | Banwar | BANWAR | 11 KV BANWAR DL | Jharoli | KALARI VALA | 100 KVA | 255
11543 | Damoh | Damoh South | Banwar | BANWAR | 11 KV BANWAR DL | Jharoli | TALAB VALA | 25 KVA | 253
11544 | Damoh | Damoh South | Banwar | BANWAR | 11 KV BANWAR DL | Jharoli | IDIYA TAWAR VALA | 25 KVA | 251
11545 | Damoh | Damoh South | Banwar | BANWAR | 11 KV BANWAR DL | Jharoli | JIO TAWAR KE PAS VALA | 25 KVA | 249
11546 | Damoh | Damoh South | Banwar | BANWAR | 11 KV BANWAR DL | Jharoli | AIRTEL TAWAR VALA | 25 KVA | 248
11547 | Damoh | Damoh South | Banwar | BANWAR | 11 KV BANWAR DL | Jharoli | SONI VALA | 100 KVA | 244
11548 | Damoh | Damoh South | Banwar | BANWAR | 11 KV BANWAR DL | Jharoli | SARASWATI SCOOLE VALA | 25 KVA | 240
11549 | Damoh | Damoh South | Banwar | BANWAR | 11 KV BANWAR DL | Jharoli | SHCOOL VALA | 25 KVA | 230
11550 | Damoh | Damoh South | Banwar | BANWAR | 11 KV BANWAR DL | Jharoli | KALONI VALA | 25 KVA | 226
11551 | Damoh | Damoh South | Banwar | BANWAR | 11 KV BANWAR DL | Jharoli | BANDAKPUR ROD VALA | 25 KVA | 224
11552 | Damoh | Damoh South | Banwar | BANWAR | 11 KV BANWAR DL | Jharoli | S/S KE PICHHE VALA | 25 KVA | 221
11553 | Damoh | Damoh South | Banwar | BANWAR | 11 KV BANWAR DL | Jharoli | SAHABJAIN VALA | 25 KVA | 218
11554 | Damoh | Damoh South | Banwar | BANWAR | 11 KV BANWAR DL | Jharoli | MEN BASTI VALA | 25 KVA | 211
11555 | Damoh | Damoh South | Banwar | BANWAR | 11 KV BANWAR DL | Jharoli | SAMSAN VALA | 100 KVA | 208
11556 | Damoh | Damoh South | Banwar | BANWAR | 11 KV BANWAR DL | Jharoli | CHHATHHRAB WAS VALA | 25 KVA | 207
11557 | Damoh | Damoh South | Banwar | BANWAR | 11 KV BANWAR DL | Jharoli | AGRVAL VALA | 25 KVA | 205
11558 | Damoh | Damoh South | Banwar | BANWAR | 11 KV BANWAR DL | Banwar | CHOPRA VALA | 100 KVA | 273
11559 | Damoh | Damoh South | Banwar | BANWAR | 11 KV BANWAR DL | Banwar | HARIJAN BASTY VALA | 25 KVA | 272
11560 | Damoh | Damoh South | Banwar | BANWAR | 11 KV BANWAR WW | Balarpur | NADI VALA | 25 KVA | 24
11561 | Damoh | Damoh South | Banwar | BANWAR | 11 KV BANWAR WW | Banwar | FILTAR VALA | 25 KVA | 5
11562 | Damoh | Damoh South | Banwar | BANWAR | 11 KV GHATERA DL | Khadera | KALONI VALA | 25 KVA | 190
11563 | Damoh | Damoh South | Banwar | BANWAR | 11 KV GHATERA DL | Khadera | LODHI MOHALLA VALA | 25 KVA | 186
11564 | Damoh | Damoh South | Banwar | BANWAR | 11 KV GHATERA DL | Khadera | MADAN KI CHCHKI KE PAS VALA | 25 KVA | 182
11565 | Damoh | Damoh South | Banwar | BANWAR | 11 KV GHATERA DL | Khadera | SAHAB AHIRWAL VALA | 25 KVA | 171
11566 | Damoh | Damoh South | Banwar | BANWAR | 11 KV GHATERA DL | Khadera | UMA BAI VALA | 25 KVA | 165
11567 | Damoh | Damoh South | Banwar | BANWAR | 11 KV GHATERA DL | Khadera | SHCOOL KE PAS VALA | 25 KVA | 161
11568 | Damoh | Damoh South | Banwar | BANWAR | 11 KV GHATERA DL | Kulpura | MEN BASTI VALA | 25 KVA | 150
11569 | Damoh | Damoh South | Banwar | BANWAR | 11 KV GHATERA DL | Badaiya Kheda | ABCD-ENGLISH-ONLY | 25 KVA | 146
11570 | Damoh | Damoh South | Banwar | BANWAR | 11 KV GHATERA DL | Kulpura | DASRATHH VALA | 25 KVA | 139
11571 | Damoh | Damoh South | Banwar | BANWAR | 11 KV GHATERA DL | Kulpura | HARIJAN BASTY VALA | 25 KVA | 130
11572 | Damoh | Damoh South | Banwar | BANWAR | 11 KV GHATERA DL | Kulpura | KOSAR BAI VALA | 25 KVA | 127
11573 | Damoh | Damoh South | Banwar | BANWAR | 11 KV GHATERA DL | Ghutguwan | SAHAB VADAV | 25 KVA | 126
11574 | Damoh | Damoh South | Banwar | BANWAR | 11 KV GHATERA DL | Banwar | LADAII VALA | 25 KVA | 118
11575 | Damoh | Damoh South | Banwar | BANWAR | 11 KV GHATERA DL | Ghutguwan | MANGUWA TAPRIYA VALA | 25 KVA | 113
11576 | Damoh | Damoh South | Banwar | BANWAR | 11 KV GHATERA DL | Ghutguwan | KALONI VALA | 25 KVA | 103
11577 | Damoh | Damoh South | Banwar | BANWAR | 11 KV GHATERA DL | Ghutguwan | MEN BASTI VALA | 25 KVA | 97
11578 | Damoh | Damoh South | Banwar | BANWAR | 11 KV GHATERA DL | Ghutguwan | ABCD-ENGLISH-ONLY | 25 KVA | 91
11579 | Damoh | Damoh South | Banwar | BANWAR | 11 KV GHATERA DL | Ghat Bamhori | HARIJAN BASTY VALA | 25 KVA | 86
11580 | Damoh | Damoh South | Banwar | BANWAR | 11 KV GHATERA DL | Ghutguwan | MANGUWA MEN BASTI VALA | 25 KVA | 82
11581 | Damoh | Damoh South | Banwar | BANWAR | 11 KV GHATERA DL | Ghutguwan | LODHI MOHALLA VALA | 25 KVA | 81
11582 | Damoh | Damoh South | Banwar | BANWAR | 11 KV GHATERA DL | Ghat Bamhori | BIHARI VALA | 25 KVA | 79
11583 | Damoh | Damoh South | Banwar | BANWAR | 11 KV GHATERA DL | Ghat Bamhori | MEN BASTI VALA | 25 KVA | 73
11584 | Damoh | Damoh South | Banwar | BANWAR | 11 KV GHATERA DL | Ghat Bamhori | GHUTKUWA BASTI VALA | 25 KVA | 69
11585 | Damoh | Damoh South | Banwar | BANWAR | 11 KV GHATERA DL | Ghat Bamhori | DURJAN SHING VALA | 25 KVA | 67
11586 | Damoh | Damoh South | Banwar | BANWAR | 11 KV GHATERA DL | Ghutguwan | GHUTKUWA W/W | 25 KVA | 56
11587 | Damoh | Damoh South | Banwar | BANWAR | 11 KV GHATERA DL | Kulpura | HARIJAN BASTY VALA | 25 KVA | 54
11588 | Damoh | Damoh South | Banwar | BANWAR | 11 KV GHATERA DL | Khadera | RAILWAY VALA | 25 KVA | 202
11589 | Damoh | Damoh South | Banwar | BANWAR | 11 KV GHATERA DL | Khadera | SHCOOLE VALA | 25 KVA | 198
11590 | Damoh | Damoh South | Banwar | BANWAR | 11 KV GHATERA DL | Khadera | STESOIN MOHALLA | 63 KVA | 192
11591 | Damoh | Damoh South | Banwar | BANWAR | 11 KV GHATERA DL | Kulpura | CHENU VALA | 25 KVA | 46
11592 | Damoh | Damoh South | Banwar | BANWAR | 11 KV GHATERA DL | Jharoli | RELIENC TAWAR | 25 KVA | 40
11593 | Damoh | Damoh South | Banwar | BANWAR | 11 KV GHATERA DL | Jharoli | SHCOOL VALA | 25 KVA | 34
11594 | Damoh | Damoh South | Banwar | BANWAR | 11 KV ROND PATNA DL | NO VILLAGE FOUND | DTR NOT TAGGED | 25 KVA | 1887
11595 | Damoh | Damoh South | Banwar | BANWAR | 11 KV ROND PATNA DL | Rond | AJMAT KHAN VALA | 25 KVA | 1983
11596 | Damoh | Damoh South | Banwar | BANWAR | 11 KV ROND PATNA DL | Rond | MEN BASTI RICHHAI VALA | 100 KVA | 1979
11597 | Damoh | Damoh South | Banwar | BANWAR | 11 KV ROND PATNA DL | Rond | GANGA JALALI TALAB KE PAS VALA | 25 KVA | 1976
11598 | Damoh | Damoh South | Banwar | BANWAR | 11 KV ROND PATNA DL | Rond | GO SUWAMI MAHRAJ VALA | 25 KVA | 1973
11599 | Damoh | Damoh South | Banwar | BANWAR | 11 KV ROND PATNA DL | Rond | JIO TAWAR VALA | 25 KVA | 1967
11600 | Damoh | Damoh South | Banwar | BANWAR | 11 KV ROND PATNA DL | Rond | MEN BASTI VALA | 100 KVA | 1963
11601 | Damoh | Damoh South | Banwar | BANWAR | 11 KV ROND PATNA DL | Rond | MAHRAJMOHALLA VALA | 25 KVA | 1962
11602 | Damoh | Damoh South | Banwar | BANWAR | 11 KV ROND PATNA DL | Rond | KALONI VALA | 25 KVA | 1958
11603 | Damoh | Damoh South | Banwar | BANWAR | 11 KV ROND PATNA DL | Rond | SUDAMA VALA | 25 KVA | 1953
11604 | Damoh | Damoh South | Banwar | BANWAR | 11 KV ROND PATNA DL | Rond | SERA VALA | 25 KVA | 1949
11605 | Damoh | Damoh South | Banwar | BANWAR | 11 KV ROND PATNA DL | Rond | PATEL MOHALLA VALA | 25 KVA | 1944
11606 | Damoh | Damoh South | Banwar | BANWAR | 11 KV ROND PATNA DL | Patna Mangarh | YADAV MOHALLA VALA VALA | 25 KVA | 1932
11607 | Damoh | Damoh South | Banwar | BANWAR | 11 KV ROND PATNA DL | Patna Mangarh | SER SHING VALA | 25 KVA | 1930
11608 | Damoh | Damoh South | Banwar | BANWAR | 11 KV ROND PATNA DL | Patna Mangarh | FATAK VALA SAGRA | 25 KVA | 1926
11609 | Damoh | Damoh South | Banwar | BANWAR | 11 KV ROND PATNA DL | Patna Mangarh | NIJAM VALA | 25 KVA | 1921
11610 | Damoh | Damoh South | Banwar | BANWAR | 11 KV ROND PATNA DL | Patna Mangarh | DARMENDARA VALA | 25 KVA | 1918
11611 | Damoh | Damoh South | Banwar | BANWAR | 11 KV ROND PATNA DL | Patna Mangarh | SHCOOL KE PAS VALA | 25 KVA | 1914
11612 | Damoh | Damoh South | Banwar | BANWAR | 11 KV ROND PATNA DL | Patna Mangarh | KALONI VALA | 25 KVA | 1911
11613 | Damoh | Damoh South | Banwar | BANWAR | 11 KV ROND PATNA DL | Patna Mangarh | MUTHIYA ROD | 25 KVA | 1905
11614 | Damoh | Damoh South | Banwar | BANWAR | 11 KV ROND PATNA DL | Patna Mangarh | MEN BASTI VALA | 25 KVA | 1901
11615 | Damoh | Damoh South | Banwar | BANWAR | 11 KV ROND PATNA DL | Khamariya | BHATIYA BASTI VALA | 25 KVA | 1900
11616 | Damoh | Damoh South | Banwar | BANWAR | 11 KV ROND PATNA DL | Khamariya | KALONI VALA | 25 KVA | 1898
11617 | Damoh | Damoh South | Banwar | BANWAR | 11 KV ROND PATNA DL | Khamariya | CHANDI VALA | 25 KVA | 1895
11618 | Damoh | Damoh South | Banwar | BANWAR | 11 KV ROND PATNA DL | Patna Mangarh | VIKKU VALA | 25 KVA | 1892
11619 | Damoh | Damoh South | Banwar | BANWAR | 11 KV ROND PATNA DL | Pipariya Naval | CHANDI MEDAN VALA | 25 KVA | 1890
11620 | Damoh | Damoh South | Banwar | BANWAR | 11 KV ROND PATNA DL | Pipariya Naval | SAHAB AHIRWAL VALA | 25 KVA | 1889
11621 | Damoh | Damoh South | Banwar | BANWAR | 11 KV ROND PATNA DL | Pipariya Naval | MEN BASTI VALA | 25 KVA | 1885
11622 | Damoh | Damoh South | Banwar | BANWAR | 11 KV ROND PATNA DL | Pipariya Naval | NIJAM PATEL VALA | 25 KVA | 1881
11623 | Damoh | Damoh South | Banwar | BANWAR | 11 KV ROND PATNA DL | Pipariya Naval | CHHOTU VALA | 25 KVA | 1874
11624 | Damoh | Damoh South | Banwar | BANWAR | 11 KV ROND PATNA DL | Pipariya Naval | JIO TAWAR VALA | 25 KVA | 1872
11625 | Damoh | Damoh South | Banwar | BANWAR | 11 KV ROND PATNA DL | Pipariya Naval | HOSPITAL VALA | 25 KVA | 1866
11626 | Damoh | Damoh South | Banwar | BANWAR | 11 KV ROND PATNA DL | Pipariya Naval | SHCOOL VALA | 25 KVA | 1861
11627 | Damoh | Damoh South | Banwar | BANWAR | 11 KV ROND PATNA DL | Pipariya Naval | SAGRA ROD VALA | 25 KVA | 1858
11628 | Damoh | Damoh South | Banwar | BANWAR | 11 KV ROND PATNA DL | Pipariya Naval | NAHAR VALA | 25 KVA | 1851
11629 | Damoh | Damoh South | Banwar | BANWAR | 11 KV ROND PATNA DL | Pipariya Naval | ARETEL TAWAR VALA | 25 KVA | 1847
11630 | Damoh | Damoh South | Banwar | BANWAR | 11 KV ROND PATNA DL | Pipariya Naval | CHAURASIYA MOHALLA VALA | 25 KVA | 1846
11631 | Damoh | Damoh South | Banwar | BANWAR | 11 KV ROND PATNA DL | Pipariya Naval | SHCOOL VALA 2 | 25 KVA | 1845
11632 | Damoh | Damoh South | Banwar | BANWAR | 11 KV ROND PATNA DL | Pipariya Naval | SHCOOL VALA | 25 KVA | 1841
11633 | Damoh | Damoh South | Banwar | BANWAR | 11 KV ROND PATNA DL | Pipariya Naval | BUS STEND VALA ROND | 100 KVA | 1840
11634 | Damoh | Damoh South | Banwar | BANWAR | 11 KV ROND PATNA DL | Pipariya Naval | KALONI VALA | 25 KVA | 1837
11635 | Damoh | Damoh South | Banwar | BANWAR | 11 KV ROND PATNA DL | Manguwan Ghat | MADA MANDIR VALA | 25 KVA | 1833
11636 | Damoh | Damoh South | Banwar | BANWAR | 11 KV ROND PATNA DL | Baheriya | KALONI VALA | 25 KVA | 1830
11637 | Damoh | Damoh South | Banwar | BANWAR | 11 KV ROND PATNA DL | Nayagaon | RAJU VALA | 25 KVA | 1826
11638 | Damoh | Damoh South | Banwar | BANWAR | 11 KV ROND PATNA DL | Nayagaon | MEN BASTI VALA | 63 KVA | 1824
11639 | Damoh | Damoh South | Banwar | BANWAR | 11 KV ROND PATNA DL | Manguwan Ghat | SAHAB VADAV | 25 KVA | 1811
11640 | Damoh | Damoh South | Banwar | BANWAR | 11 KV ROND PATNA DL | Manguwan Ghat | ROND KACHHWARA VALA | 100 KVA | 1809
11641 | Damoh | Damoh South | Banwar | BANWAR | 11 KV ROND PATNA DL | Manguwan Ghat | RAI VALA | 25 KVA | 1806
11642 | Damoh | Damoh South | Banwar | BANWAR | 11 KV ROND PATNA DL | Manguwan Ghat | HARIJAN BASTY VALA | 25 KVA | 1799
11643 | Damoh | Damoh South | Banwar | BANWAR | 11 KV ROND PATNA DL | Manguwan Ghat | BUS SETEND VALA | 25 KVA | 1795
11644 | Damoh | Damoh South | Banwar | BANWAR | 11 KV ROND PATNA DL | Manguwan Ghat | ARJUN SHING VALA | 25 KVA | 1791
11645 | Damoh | Damoh South | Banwar | BANWAR | 11 KV ROND PATNA DL | Chhaparwaha | HARIJAN BASTY VALA | 25 KVA | 1789
11646 | Damoh | Damoh South | Banwar | BANWAR | 11 KV ROND PATNA DL | Chhaparwaha | SHCOOL VALA | 25 KVA | 1782
11647 | Damoh | Damoh South | Banwar | BANWAR | 11 KV ROND PATNA DL | Nayagaon | MEN BASTI VALA | 63 KVA | 1781
11648 | Damoh | Damoh South | Banwar | BANWAR | 11 KV ROND PATNA DL | Chhaparwaha | KALONI VALA | 25 KVA | 1779
11649 | Damoh | Damoh South | Banwar | BANWAR | 11 KV ROND PATNA DL | Chhaparwaha | HARIJAN BASTY VALA | 25 KVA | 1771
11650 | Damoh | Damoh South | Banwar | BANWAR | 11 KV ROND PATNA DL | Tindni | MANDIR VALA PATNAMANGAD | 25 KVA | 1764
11651 | Damoh | Damoh South | Banwar | BANWAR | 11 KV ROND PATNA DL | Tindni | SHCOOL KE PAS VALA | 25 KVA | 1763
11652 | Damoh | Damoh South | Banwar | BANWAR | 11 KV ROND PATNA DL | Tindni | RAI MOHALLA VALA | 25 KVA | 1760
11653 | Damoh | Damoh South | Banwar | BANWAR | 11 KV ROND PATNA DL | Chhaparwaha | BABU VALA | 25 KVA | 1758
11654 | Damoh | Damoh South | Banwar | BANWAR | 11 KV ROND PATNA DL | Chhaparwaha | KALONI VALA | 25 KVA | 1753
11655 | Damoh | Damoh South | Banwar | BANWAR | 11 KV ROND PATNA DL | Tindni | HARIJAN BASTI VALA | 25 KVA | 1751
11656 | Damoh | Damoh South | Banwar | BANWAR | 11 KV ROND PATNA DL | Tindni | VISKARMA VALA | 25 KVA | 1749
11657 | Damoh | Damoh South | Banwar | BANWAR | 11 KV ROND PATNA DL | Tindni | W/W VALA | 25 KVA | 1745
11658 | Damoh | Damoh South | Banwar | BANWAR | 11 KV ROND PATNA DL | Khamariya | SANKAR GAD VALA | 25 KVA | 1743
11659 | Damoh | Damoh South | Banwar | BANWAR | 11 KV ROND PATNA DL | Khamariya | ADIVASI MOHALLA VALA | 25 KVA | 1742
11660 | Damoh | Damoh South | Banwar | BANWAR | 11 KV ROND PATNA DL | Khamariya | KALONI VALA | 25 KVA | 1738
11661 | Damoh | Damoh South | Banwar | BANWAR | 11 KV ROND PATNA DL | Khamariya | PAHLAD SHING | 25 KVA | 1735
11662 | Damoh | Damoh South | Banwar | BANWAR | 11 KV ROND PATNA DL | Khamariya | NIJAM VALA | 25 KVA | 1731
11663 | Damoh | Damoh South | Banwar | BANWAR | 11 KV ROND PATNA DL | Khamariya | SHCOOL VALA | 25 KVA | 1729
11664 | Damoh | Damoh South | Banwar | BANWAR | 11 KV ROND PATNA DL | Khamariya | BASTI VALA | 25 KVA | 1725
11665 | Damoh | Damoh South | Banwar | BANWAR | 11 KV ROND PATNA DL | Khamariya | BENY VALA | 25 KVA | 1720
11666 | Damoh | Damoh South | Banwar | BANWAR | 11 KV ROND PATNA DL | Khamariya | HARIJAN BASTI VALA 2 | 25 KVA | 1719
11667 | Damoh | Damoh South | Banwar | BANWAR | 11 KV ROND PATNA DL | Khamariya | HARIJAN BASTI VALA 1 | 25 KVA | 1717
11668 | Damoh | Damoh South | Banwar | BANWAR | 11 KV ROND PATNA DL | Khamariya | MANDIR VALA | 25 KVA | 1715
11669 | Damoh | Damoh South | Banwar | BANWAR | 11 KV ROND PATNA DL | Patna Mangarh | SHCOOL VALA | 25 KVA | 1712
11670 | Damoh | Damoh South | Banwar | BANWAR | 11 KV ROND PATNA DL | Patna Mangarh | W/W VALA | 25 KVA | 1710
11671 | Damoh | Damoh South | Banwar | BANWAR | 11 KV ROND PATNA DL | Patna Mangarh | SANJU MISRA VALA | 25 KVA | 1709
11672 | Damoh | Damoh South | Banwar | BANWAR | 11 KV ROND PATNA DL | Patna Mangarh | ARJUN SHING VALA | 25 KVA | 1703
11673 | Damoh | Damoh South | Banwar | BANWAR | 11 KV ROND PATNA DL | Patna Mangarh | ADIVASI MOHALLA VALA | 25 KVA | 1699
11674 | Damoh | Damoh South | Banwar | BANWAR | 11 KV ROND PATNA DL | Patna Mangarh | MEN BASTI VALA | 100 KVA | 1698
11675 | Damoh | Damoh South | Banwar | BANWAR | 11 KV ROND PATNA DL | Patna Mangarh | MEN BASTI VALA | 25 KVA | 1694
11676 | Damoh | Damoh South | Banwar | BANWAR | 11 KV ROND PATNA DL | Patna Mangarh | TALAB KE PAS VALA | 25 KVA | 1692
11677 | Damoh | Damoh South | Banwar | BANWAR | 11 KV ROND PATNA DL | Patna Mangarh | KALONI VALA | 25 KVA | 1689
11678 | Damoh | Damoh South | Banwar | BANWAR | 11 KV ROND PATNA DL | Khamariya | KALONI VALA | 25 KVA | 1686
11679 | Damoh | Damoh South | Banwar | BANWAR | 11 KV ROND PATNA DL | Patna Mangarh | KALONI VALA | 25 KVA | 1683
11680 | Damoh | Damoh South | Banwar | BANWAR | 11 KV ROND PATNA DL | Patna Mangarh | W/WPARSUWAHA | 25 KVA | 1678
11681 | Damoh | Damoh South | Banwar | BANWAR | 11 KV ROND PATNA DL | Patna Mangarh | SAHAB SHING VALA | 25 KVA | 1674
11682 | Damoh | Damoh South | Banwar | BANWAR | 11 KV ROND PATNA DL | Patna Mangarh | BABU VALA | 25 KVA | 1670
11683 | Damoh | Damoh South | Banwar | BANWAR | 11 KV ROND PATNA DL | Tindni | MEN BASTI VALA | 63 KVA | 1664
11684 | Damoh | Damoh South | Banwar | BANWAR | 11 KV ROND PATNA DL | Tindni | ANIL DUBY VALA | 25 KVA | 1663
11685 | Damoh | Damoh South | Banwar | BANWAR | 11 KV ROND PATNA DL | Tindni | KALONI VALA | 25 KVA | 1662
11686 | Damoh | Damoh South | Banwar | BANWAR | 11 KV ROND PATNA DL | Tindni | SHCOOL VALA | 25 KVA | 1661
11687 | Damoh | Damoh South | Banwar | BANWAR | 11 KV ROND PATNA DL | Tindni | MEN BASTI VALA | 25 KVA | 1658
11688 | Damoh | Damoh South | Banwar | BANWAR | 11 KV ROND PATNA DL | Tindni | NIJAM VALA | 25 KVA | 1656
11689 | Damoh | Damoh South | Banwar | BANWAR | 11 KV ROND PATNA DL | Tindni | MEN BASTI VALA | 100 KVA | 1652
11690 | Damoh | Damoh South | Banwar | BANWAR | 11 KV ROND PATNA DL | Tindni | SAHAB SHING VALA | 25 KVA | 1651
11691 | Damoh | Damoh South | Banwar | BANWAR | 11 KV ROND PATNA DL | Tindni | JIO TAWAR VALA | 25 KVA | 1650
11692 | Damoh | Damoh South | Banwar | BANWAR | 11 KV ROND PATNA DL | Tindni | HARIJAN BASTY VALA | 25 KVA | 1648
11693 | Damoh | Damoh South | Banwar | BANWAR | 11 KV ROND PATNA DL | Tindni | PATNA UPAR MOHALLA VALA | 25 KVA | 1645
11694 | Damoh | Damoh South | Banwar | BANWAR | 11 KV ROND PATNA DL | Tindni | SHCOOL VALA | 25 KVA | 1644
11695 | Damoh | Damoh South | Banwar | BANWAR | 11 KV ROND PATNA DL | Tindni | MEN BASTI VALA | 25 KVA | 1641
11696 | Damoh | Damoh South | Banwar | BANWAR | 11 KV ROND PATNA DL | Tindni | BIDI KALONY | 25 KVA | 1638
11697 | Damoh | Damoh South | Banwar | BANWAR | 11 KV ROND PATNA DL | Tindni | KALONI VALA | 25 KVA | 1635
11698 | Damoh | Damoh South | Banwar | BANWAR | 11 KV ROND PATNA DL | Dhansara | SCOOLE KE PAS VALA | 25 KVA | 1631
11699 | Damoh | Damoh South | Banwar | BANWAR | 11 KV ROND PATNA DL | Dhansara | DOLAT RAI VALA | 25 KVA | 1622
11700 | Damoh | Damoh South | Banwar | BANWAR | 11 KV ROND PATNA DL | Dhansara | SHCOOL VALA | 25 KVA | 1619
11701 | Damoh | Damoh South | Banwar | BANWAR | 11 KV ROND PATNA DL | Dhansara | SAHEED BHALAAIJAN V | 25 KVA | 1615
11702 | Damoh | Damoh South | Banwar | BANWAR | 11 KV ROND PATNA DL | Dhansara | MEN BASTI VALA | 63 KVA | 1613
11703 | Damoh | Damoh South | Banwar | BANWAR | 11 KV ROND PATNA DL | Dhansara | W/W VALA | 25 KVA | 1611
11704 | Damoh | Damoh South | Banwar | BANWAR | 11 KV ROND PATNA DL | Dhansara | MUWAR MEN BASTI VALA | 100 KVA | 1610
11705 | Damoh | Damoh South | Banwar | BANWAR | 11 KV ROND PATNA DL | Dhansara | BALKISAN VALA | 25 KVA | 1608
11706 | Damoh | Damoh South | Banwar | BANWAR | 11 KV ROND PATNA DL | Dhansara | HARIJAN BASTY VALA | 25 KVA | 1602
11707 | Damoh | Damoh South | Banwar | BANWAR | 11 KV ROND PATNA DL | Muwar | UJYAR VALA | 25 KVA | 1598
11708 | Damoh | Damoh South | Banwar | BANWAR | 11 KV ROND PATNA DL | Muwar | HARIJAN BASTY VALA | 25 KVA | 1591
11709 | Damoh | Damoh South | Banwar | BANWAR | 11 KV ROND PATNA DL | Tindni | KANI JAIN VALA | 25 KVA | 1589
11710 | Damoh | Damoh South | Banwar | BANWAR | 11 KV ROND PATNA DL | Tindni | MEN BASTI VALA | 25 KVA | 1585
11711 | Damoh | Damoh South | Banwar | BANWAR | 11 KV ROND PATNA DL | Tindni | SHCOOL VALA | 25 KVA | 1580
11712 | Damoh | Damoh South | Banwar | BANWAR | 11 KV ROND PATNA DL | Muwar | HARIJAN BASTY VALA | 25 KVA | 1576
11713 | Damoh | Damoh South | Banwar | BANWAR | 11 KV ROND PATNA DL | Muwar | KALONI VALA | 25 KVA | 1573
11714 | Damoh | Damoh South | Banwar | BANWAR | 11 KV ROND PATNA DL | Muwar | HARIJAN BASTY VALA | 25 KVA | 1570
11715 | Damoh | Damoh South | Banwar | BANWAR | 11 KV ROND PATNA DL | Muwar | KALONI VALA | 25 KVA | 1567
11716 | Damoh | Damoh South | Banwar | BANWAR | 11 KV ROND PATNA DL | Muwar | CHORALAASIYA MOHALLA V | 25 KVA | 1564
11717 | Damoh | Damoh South | Banwar | BANWAR | 11 KV ROND PATNA DL | Larguwan | MEN BASTI JAMNERA VALAVALA | 63 KVA | 1560
11718 | Damoh | Damoh South | Banwar | BANWAR | 11 KV ROND PATNA DL | Larguwan | RUPA BAI VALA | 25 KVA | 1559
11719 | Damoh | Damoh South | Banwar | BANWAR | 11 KV ROND PATNA DL | Larguwan | BHARVAII BASTI VALA | 25 KVA | 1558
11720 | Damoh | Damoh South | Banwar | BANWAR | 11 KV ROND PATNA DL | Larguwan | JAMNERA YADAV MOHALLA VALA | 25 KVA | 1555
11721 | Damoh | Damoh South | Banwar | BANWAR | 11 KV ROND PATNA DL | Larguwan | ROD VALA | 25 KVA | 1553
11722 | Damoh | Damoh South | Banwar | BANWAR | 11 KV ROND PATNA DL | Larguwan | CHANDI MEDAN VALA | 25 KVA | 1548
11723 | Damoh | Damoh South | Banwar | BANWAR | 11 KV ROND PATNA DL | Larguwan | RUPA BAI VALA | 25 KVA | 1542
11724 | Damoh | Damoh South | Banwar | BANWAR | 11 KV ROND PATNA DL | Larguwan | PATI NANDLALAL MEN BASTI VALA | 63 KVA | 1540
11725 | Damoh | Damoh South | Banwar | BANWAR | 11 KV ROND PATNA DL | Larguwan | RAI VALA | 25 KVA | 1539
11726 | Damoh | Damoh South | Banwar | BANWAR | 11 KV ROND PATNA DL | Banwar | MOHAR TOLLA VALA | 25 KVA | 1534
11727 | Damoh | Damoh South | Banwar | BANWAR | 11 KV ROND PATNA DL | Banwar | BASTI VALA | 25 KVA | 1531
11728 | Damoh | Damoh South | Banwar | BANWAR | 11 KV ROND PATNA DL | Banwar | JIO TAWAR VALA | 25 KVA | 1526
11729 | Damoh | Damoh South | Banwar | BANWAR | 11 KV ROND PATNA DL | Banwar | SAMSAN KE PAS VALA | 25 KVA | 1522
11730 | Damoh | Damoh South | Banwar | BANWAR | 11 KV ROND PATNA DL | Banwar | MEN BASTI PIPARKHIRYA VALA | 25 KVA | 1518
11731 | Damoh | Damoh South | Banwar | BANWAR | 11 KV ROND PATNA DL | Larguwan | LARGUWA PATI BASTI VALA | 25 KVA | 1513
11732 | Damoh | Damoh South | Banwar | BANWAR | 11 KV ROND PATNA DL | Banwar | LAKY SETH | 25 KVA | 1509
11733 | Damoh | Damoh South | Banwar | BANWAR | 11 KV ROND PATNA DL | Banwar | MEN BASTI VALA | 63 KVA | 1506
11734 | Damoh | Damoh South | Banwar | BANWAR | 11 KV ROND PATNA DL | Banwar | GABDU KE PAS VALA | 25 KVA | 1504
11735 | Damoh | Damoh South | Banwar | BANWAR | 11 KV ROND PATNA DL | Banwar | W/W VALA | 25 KVA | 1501
11736 | Damoh | Damoh South | Banwar | BANWAR | 11 KV ROND PATNA DL | Banwar | W/WLARGUWA | 25 KVA | 1498
11737 | Damoh | Damoh South | Banwar | BANWAR | 11 KV ROND PATNA DL | Banwar | KALONI VALA | 25 KVA | 1497
11738 | Damoh | Damoh South | Banwar | BANWAR | 11 KV ROND PATNA DL | Banwar | SAHAB | 25 KVA | 1493
11739 | Damoh | Damoh South | Banwar | BANWAR | 11 KV ROND PATNA DL | Banwar | LODHI MOHALLA VALA | 25 KVA | 1492
11740 | Damoh | Damoh South | Banwar | BANWAR | 11 KV ROND PATNA DL | Banwar | RAIKWAR MOHALLA VALA | 25 KVA | 1491
11741 | Damoh | Damoh South | Banwar | BANWAR | 11 KV ROND PATNA DL | Banwar | ANNU VALA | 25 KVA | 1489
11742 | Damoh | Damoh South | Banwar | BANWAR | 11 KV ROND PATNA DL | Banwar | HARIJAN BASTI VALA | 25 KVA | 1487
11743 | Damoh | Damoh South | Banwar | BANWAR | 11 KV ROND PATNA DL | Banwar | ADHAR SILA VALA | 25 KVA | 1480
11744 | Damoh | Damoh South | Banwar | BANWAR | 11 KV ROND PATNA DL | Banwar | ADIWASI MOHALLA VALA | 25 KVA | 1479
11745 | Damoh | Damoh South | Banwar | BANWAR | 11 KV ROND PATNA DL | Banwar | HOSPITAL VALA | 25 KVA | 1473
11746 | Damoh | Damoh South | Banwar | BANWAR | 11 KV ROND PATNA DL | Jharoli | W/W VALA | 25 KVA | 1470
11747 | Damoh | Damoh South | Banwar | BANWAR | 11 KV ROND PATNA DL | Jharoli | GABDU KE PAS VALA | 25 KVA | 1424
11748 | Damoh | Damoh South | Banwar | BANWAR | 11 KV ROND PATNA DL | Rond | ADIWASI MOHALLA RICHHAI VALA | 25 KVA | 1988
11749 | Damoh | Damoh South | Banwar | BANWAR | 11 KV ROND PATNA DL | Rond | RAMPURA VALA | 63 KVA | 2002
11750 | Damoh | Damoh South | Banwar | BANWAR | 11 KV ROND PATNA DL | Richhai | PARASIR VALA | 25 KVA | 2026
11751 | Damoh | Damoh South | Banwar | BANWAR | 11 KV ROND PATNA DL | Rond | MAJGARA VALA | 25 KVA | 2029
11752 | Damoh | Damoh South | Banwar | BANWAR | 11 KV ROND PATNA DL | Richhai | RAMNATHH VARMA VALA | 25 KVA | 2043
11753 | Damoh | Damoh South | Banwar | BANWAR | 11 KV ROND PATNA DL | NO VILLAGE FOUND | DTR NOT TAGGED | 25 KVA | 2052
11754 | Damoh | Damoh South | Banwar | BANWAR | 11 KV ROND PATNA DL | NO VILLAGE FOUND | DTR NOT TAGGED | 63 KVA | 2070
11755 | Damoh | Damoh South | Banwar | BANWAR | 11 KV ROND PATNA DL | NO VILLAGE FOUND | DTR NOT TAGGED | 25 KVA | 2076
11756 | Damoh | Damoh South | Banwar | BANWAR | 11 KV ROND PATNA DL | NO VILLAGE FOUND | DTR NOT TAGGED | 25 KVA | 2089
11757 | Damoh | Damoh South | Banwar | BANWAR | 11 KV ROND PATNA DL | NO VILLAGE FOUND | DTR NOT TAGGED | 25 KVA | 2092
11758 | Damoh | Damoh South | Banwar | BANWAR | 11 KV ROND PATNA DL | NO VILLAGE FOUND | DTR NOT TAGGED | 25 KVA | 2102
11759 | Damoh | Damoh South | Banwar | BANWAR | 11 KV ROND PATNA DL | NO VILLAGE FOUND | DTR NOT TAGGED | 25 KVA | 2105
11760 | Damoh | Damoh South | Banwar | BANWAR | 11 KV ROND PATNA DL | NO VILLAGE FOUND | DTR NOT TAGGED | 25 KVA | 2111
11761 | Damoh | Damoh South | Banwar | BANWAR | 11 KV ROND PATNA AG | Manguwan Ghat | VIKKU VALA | 63 KVA | 1055
11762 | Damoh | Damoh South | Banwar | BANWAR | 11 KV ROND PATNA AG | Chhaparwaha | BABU VALA | 25 KVA | 1042
11763 | Damoh | Damoh South | Banwar | BANWAR | 11 KV ROND PATNA AG | Manguwan Ghat | RATI RAM VALA | 25 KVA | 1032
11764 | Damoh | Damoh South | Banwar | BANWAR | 11 KV ROND PATNA AG | Chhaparwaha | SARDA VALA | 25 KVA | 1030
11765 | Damoh | Damoh South | Banwar | BANWAR | 11 KV ROND PATNA AG | Nayagaon | CHHPARWAHA HAR | 100 KVA | 1023
11766 | Damoh | Damoh South | Banwar | BANWAR | 11 KV ROND PATNA AG | Chhaparwaha | DHANNI VALA | 25 KVA | 1012
11767 | Damoh | Damoh South | Banwar | BANWAR | 11 KV ROND PATNA AG | Chhaparwaha | GOPAL SHING VALA | 25 KVA | 1009
11768 | Damoh | Damoh South | Banwar | BANWAR | 11 KV ROND PATNA AG | Chhaparwaha | KESAR BAI VALA | 25 KVA | 1005
11769 | Damoh | Damoh South | Banwar | BANWAR | 11 KV ROND PATNA AG | Chhaparwaha | NANNAI VALA | 25 KVA | 1003
11770 | Damoh | Damoh South | Banwar | BANWAR | 11 KV ROND PATNA AG | Tindni | NAHAR KE PAS VALA | 25 KVA | 999
11771 | Damoh | Damoh South | Banwar | BANWAR | 11 KV ROND PATNA AG | Tindni | W/W PATNA | 25 KVA | 997
11772 | Damoh | Damoh South | Banwar | BANWAR | 11 KV ROND PATNA AG | Tindni | KARAN SHING VALA | 25 KVA | 995
11773 | Damoh | Damoh South | Banwar | BANWAR | 11 KV ROND PATNA AG | Tindni | MANOJ VALA | 25 KVA | 991
11774 | Damoh | Damoh South | Banwar | BANWAR | 11 KV ROND PATNA AG | Tindni | TALAB VALA | 25 KVA | 986
11775 | Damoh | Damoh South | Banwar | BANWAR | 11 KV ROND PATNA AG | Tindni | ARJUN SHING VALA | 25 KVA | 985
11776 | Damoh | Damoh South | Banwar | BANWAR | 11 KV ROND PATNA AG | Tindni | GHANA BASTI KANO | 25 KVA | 983
11777 | Damoh | Damoh South | Banwar | BANWAR | 11 KV ROND PATNA AG | Tindni | GAJRAJ VALA | 25 KVA | 981
11778 | Damoh | Damoh South | Banwar | BANWAR | 11 KV ROND PATNA AG | Tindni | FAREED MASAB VALA | 25 KVA | 979
11779 | Damoh | Damoh South | Banwar | BANWAR | 11 KV ROND PATNA AG | Tindni | SAHAB VADAV | 25 KVA | 975
11780 | Damoh | Damoh South | Banwar | BANWAR | 11 KV ROND PATNA AG | Tindni | SUNIL VALA | 25 KVA | 971
11781 | Damoh | Damoh South | Banwar | BANWAR | 11 KV ROND PATNA AG | Tindni | NILESH VALA | 25 KVA | 968
11782 | Damoh | Damoh South | Banwar | BANWAR | 11 KV ROND PATNA AG | Tindni | ARVINDR VALA | 25 KVA | 965
11783 | Damoh | Damoh South | Banwar | BANWAR | 11 KV ROND PATNA AG | Tindni | SONI VALA | 25 KVA | 962
11784 | Damoh | Damoh South | Banwar | BANWAR | 11 KV ROND PATNA AG | Tindni | DEVKI BAI VALA | 25 KVA | 958
11785 | Damoh | Damoh South | Banwar | BANWAR | 11 KV ROND PATNA AG | Tindni | UMA SHANKAR VALA | 25 KVA | 956
11786 | Damoh | Damoh South | Banwar | BANWAR | 11 KV ROND PATNA AG | Tindni | SAHAB AHIRWAL VALA | 25 KVA | 951
11787 | Damoh | Damoh South | Banwar | BANWAR | 11 KV ROND PATNA AG | Patna Mangarh | PIRTAP VALA | 25 KVA | 949
11788 | Damoh | Damoh South | Banwar | BANWAR | 11 KV ROND PATNA AG | Patna Mangarh | DEVENDAR SHIG | 25 KVA | 945
11789 | Damoh | Damoh South | Banwar | BANWAR | 11 KV ROND PATNA AG | Patna Mangarh | GOPAL VALA | 25 KVA | 940
11790 | Damoh | Damoh South | Banwar | BANWAR | 11 KV ROND PATNA AG | Patna Mangarh | GOPAL SHING VALA | 25 KVA | 936
11791 | Damoh | Damoh South | Banwar | BANWAR | 11 KV ROND PATNA AG | Patna Mangarh | CHANDI VALA | 25 KVA | 934
11792 | Damoh | Damoh South | Banwar | BANWAR | 11 KV ROND PATNA AG | Patna Mangarh | RAJU VALA | 25 KVA | 929
11793 | Damoh | Damoh South | Banwar | BANWAR | 11 KV ROND PATNA AG | Patna Mangarh | HARIRAM VALA | 25 KVA | 927
11794 | Damoh | Damoh South | Banwar | BANWAR | 11 KV ROND PATNA AG | Tindni | RAJJAN VALA | 25 KVA | 921
11795 | Damoh | Damoh South | Banwar | BANWAR | 11 KV ROND PATNA AG | Tindni | HARIRAM VALA | 25 KVA | 918
11796 | Damoh | Damoh South | Banwar | BANWAR | 11 KV ROND PATNA AG | Tindni | GABDU KE PAS VALA | 25 KVA | 913
11797 | Damoh | Damoh South | Banwar | BANWAR | 11 KV ROND PATNA AG | Khamariya | SHANKAR HAR | 100 KVA | 912
11798 | Damoh | Damoh South | Banwar | BANWAR | 11 KV ROND PATNA AG | Khamariya | RAI VALA | 25 KVA | 909
11799 | Damoh | Damoh South | Banwar | BANWAR | 11 KV ROND PATNA AG | Khamariya | TALAB KE PAS VALI | 25 KVA | 903
11800 | Damoh | Damoh South | Banwar | BANWAR | 11 KV ROND PATNA AG | Khamariya | PAWAN VALA | 25 KVA | 900
11801 | Damoh | Damoh South | Banwar | BANWAR | 11 KV ROND PATNA AG | Khamariya | DARMENDARA VALA | 25 KVA | 895
11802 | Damoh | Damoh South | Banwar | BANWAR | 11 KV ROND PATNA AG | Tindni | TAPARIYA VALA | 25 KVA | 879
11803 | Damoh | Damoh South | Banwar | BANWAR | 11 KV ROND PATNA AG | Tindni | KALLU VALA | 25 KVA | 864
11804 | Damoh | Damoh South | Banwar | BANWAR | 11 KV ROND PATNA AG | Tindni | MANDIR VALA | 25 KVA | 856
11805 | Damoh | Damoh South | Banwar | BANWAR | 11 KV ROND PATNA AG | Lallupura | BARE SHING VALA | 25 KVA | 851
11806 | Damoh | Damoh South | Banwar | BANWAR | 11 KV ROND PATNA AG | Lallupura | VIJAY SHING VALA | 63 KVA | 846
11807 | Damoh | Damoh South | Banwar | BANWAR | 11 KV ROND PATNA AG | Dhansara | MULAYAM VALA | 25 KVA | 843
11808 | Damoh | Damoh South | Banwar | BANWAR | 11 KV ROND PATNA AG | Dhansara | SHUKH SHIG VALA | 25 KVA | 842
11809 | Damoh | Damoh South | Banwar | BANWAR | 11 KV ROND PATNA AG | Dhansara | GANI KHAN VALA | 25 KVA | 837
11810 | Damoh | Damoh South | Banwar | BANWAR | 11 KV ROND PATNA AG | Dhansara | PARVATI BAII | 25 KVA | 831
11811 | Damoh | Damoh South | Banwar | BANWAR | 11 KV ROND PATNA AG | Dhansara | JALAM GADESH VALA | 25 KVA | 826
11812 | Damoh | Damoh South | Banwar | BANWAR | 11 KV ROND PATNA AG | Lallupura | KARAN SHING VALA | 25 KVA | 825
11813 | Damoh | Damoh South | Banwar | BANWAR | 11 KV ROND PATNA AG | Lallupura | PIRYAG BAI VALA | 25 KVA | 824
11814 | Damoh | Damoh South | Banwar | BANWAR | 11 KV ROND PATNA AG | Lallupura | BAHADUR SHING | 25 KVA | 820
11815 | Damoh | Damoh South | Banwar | BANWAR | 11 KV ROND PATNA AG | Lallupura | KHEM SHING VALA | 25 KVA | 818
11816 | Damoh | Damoh South | Banwar | BANWAR | 11 KV ROND PATNA AG | Lallupura | DASRATHH VALA | 25 KVA | 816
11817 | Damoh | Damoh South | Banwar | BANWAR | 11 KV ROND PATNA AG | Dhansara | RAHUL SHING | 25 KVA | 803
11818 | Damoh | Damoh South | Banwar | BANWAR | 11 KV ROND PATNA AG | Dhansara | VISWNATHH SHING | 25 KVA | 802
11819 | Damoh | Damoh South | Banwar | BANWAR | 11 KV ROND PATNA AG | Dhansara | BALWANT SHING VALA | 25 KVA | 801
11820 | Damoh | Damoh South | Banwar | BANWAR | 11 KV ROND PATNA AG | Dhansara | YADAV VALA | 25 KVA | 799
11821 | Damoh | Damoh South | Banwar | BANWAR | 11 KV ROND PATNA AG | Dhansara | TIWARY JI VALA | 25 KVA | 791
11822 | Damoh | Damoh South | Banwar | BANWAR | 11 KV ROND PATNA AG | Dhansara | ARJUN SHING VALA | 25 KVA | 786
11823 | Damoh | Damoh South | Banwar | BANWAR | 11 KV ROND PATNA AG | Dhansara | NANNAII SING VALA | 25 KVA | 782
11824 | Damoh | Damoh South | Banwar | BANWAR | 11 KV ROND PATNA AG | Dhansara | BABU VALA | 25 KVA | 775
11825 | Damoh | Damoh South | Banwar | BANWAR | 11 KV ROND PATNA AG | Dhansara | JALAM GADESH VALA | 25 KVA | 769
11826 | Damoh | Damoh South | Banwar | BANWAR | 11 KV ROND PATNA AG | Dhansara | KELASH VALA | 25 KVA | 764
11827 | Damoh | Damoh South | Banwar | BANWAR | 11 KV ROND PATNA AG | Dhansara | KEWLARY HAR VALA | 25 KVA | 759
11828 | Damoh | Damoh South | Banwar | BANWAR | 11 KV ROND PATNA AG | Dhansara | TAWAR VALA 2 | 25 KVA | 756
11829 | Damoh | Damoh South | Banwar | BANWAR | 11 KV ROND PATNA AG | Dhansara | KAKORI SHIG VALA | 25 KVA | 749
11830 | Damoh | Damoh South | Banwar | BANWAR | 11 KV ROND PATNA AG | Dhansara | GULAB VALA | 25 KVA | 746
11831 | Damoh | Damoh South | Banwar | BANWAR | 11 KV ROND PATNA AG | Dhansara | LAKHNI HAR VALA | 25 KVA | 741
11832 | Damoh | Damoh South | Banwar | BANWAR | 11 KV ROND PATNA AG | Dhansara | AMAR VALA | 25 KVA | 737
11833 | Damoh | Damoh South | Banwar | BANWAR | 11 KV ROND PATNA AG | Dhansara | A KACHWARA | 25 KVA | 734
11834 | Damoh | Damoh South | Banwar | BANWAR | 11 KV ROND PATNA AG | Dhansara | GHANA KANO | 25 KVA | 731
11835 | Damoh | Damoh South | Banwar | BANWAR | 11 KV ROND PATNA AG | Muwar | KELASH VALA | 25 KVA | 729
11836 | Damoh | Damoh South | Banwar | BANWAR | 11 KV ROND PATNA AG | Muwar | JHHUNNI AHIRWAL VALA | 25 KVA | 726
11837 | Damoh | Damoh South | Banwar | BANWAR | 11 KV ROND PATNA AG | Muwar | SUNIL VALA | 25 KVA | 723
11838 | Damoh | Damoh South | Banwar | BANWAR | 11 KV ROND PATNA AG | Muwar | AKBAR KHAN VALA | 25 KVA | 720
11839 | Damoh | Damoh South | Banwar | BANWAR | 11 KV ROND PATNA AG | Muwar | RANI VALA | 25 KVA | 716
11840 | Damoh | Damoh South | Banwar | BANWAR | 11 KV ROND PATNA AG | Tindni | ARJUN SHING VALA | 25 KVA | 713
11841 | Damoh | Damoh South | Banwar | BANWAR | 11 KV ROND PATNA AG | Tindni | KHERATY VALA | 25 KVA | 709
11842 | Damoh | Damoh South | Banwar | BANWAR | 11 KV ROND PATNA AG | Tindni | MASAB VALA | 25 KVA | 706
11843 | Damoh | Damoh South | Banwar | BANWAR | 11 KV ROND PATNA AG | Tindni | RAJU VALA | 25 KVA | 702
11844 | Damoh | Damoh South | Banwar | BANWAR | 11 KV ROND PATNA AG | Muwar | KEWLARY HAR VALA | 25 KVA | 699
11845 | Damoh | Damoh South | Banwar | BANWAR | 11 KV ROND PATNA AG | Muwar | DOLAT | 25 KVA | 697
11846 | Damoh | Damoh South | Banwar | BANWAR | 11 KV ROND PATNA AG | Muwar | KAMLESH VALA | 25 KVA | 693
11847 | Damoh | Damoh South | Banwar | BANWAR | 11 KV ROND PATNA AG | Muwar | NAHAR VALA | 25 KVA | 691
11848 | Damoh | Damoh South | Banwar | BANWAR | 11 KV ROND PATNA AG | Muwar | DEVI VALA | 25 KVA | 689
11849 | Damoh | Damoh South | Banwar | BANWAR | 11 KV ROND PATNA AG | Muwar | SHCOOL KE PICHHE VALA | 25 KVA | 687
11850 | Damoh | Damoh South | Banwar | BANWAR | 11 KV ROND PATNA AG | Muwar | DEVENDAR SHIG | 25 KVA | 686
11851 | Damoh | Damoh South | Banwar | BANWAR | 11 KV ROND PATNA AG | Muwar | JAGAT VALA | 25 KVA | 680
11852 | Damoh | Damoh South | Banwar | BANWAR | 11 KV ROND PATNA AG | Jharoli | NAHAR VALA | 25 KVA | 677
11853 | Damoh | Damoh South | Banwar | BANWAR | 11 KV ROND PATNA AG | Jharoli | LELA DHAR VALA | 25 KVA | 670
11854 | Damoh | Damoh South | Banwar | BANWAR | 11 KV ROND PATNA AG | Manguwan Ghat | LATTU VALA | 25 KVA | 1059
11855 | Damoh | Damoh South | Banwar | BANWAR | 11 KV ROND PATNA AG | Manguwan Ghat | PARVATI BAII | 25 KVA | 1061
11856 | Damoh | Damoh South | Banwar | BANWAR | 11 KV ROND PATNA AG | Manguwan Ghat | BHAGCHAND VALA | 25 KVA | 1070
11857 | Damoh | Damoh South | Banwar | BANWAR | 11 KV ROND PATNA AG | Pipariya Naval | SATEND VALA | 25 KVA | 1094
11858 | Damoh | Damoh South | Banwar | BANWAR | 11 KV ROND PATNA AG | Manguwan Ghat | BHAIYA LAL | 25 KVA | 1099
11859 | Damoh | Damoh South | Banwar | BANWAR | 11 KV ROND PATNA AG | Manguwan Ghat | GIDHARI VALA | 25 KVA | 1106
11860 | Damoh | Damoh South | Banwar | BANWAR | 11 KV ROND PATNA AG | Manguwan Ghat | NIJAM PATEL VALA | 25 KVA | 1110
11861 | Damoh | Damoh South | Banwar | BANWAR | 11 KV ROND PATNA AG | Manguwan Ghat | ROND HAR VALA | 25 KVA | 1114
11862 | Damoh | Damoh South | Banwar | BANWAR | 11 KV ROND PATNA AG | NO VILLAGE FOUND | DTR NOT TAGGED | 25 KVA | 1127
11863 | Damoh | Damoh South | Banwar | BANWAR | 11 KV ROND PATNA AG | Manguwan Ghat | RAJARAM VALA | 25 KVA | 1132
11864 | Damoh | Damoh South | Banwar | BANWAR | 11 KV SAGONI AG | Banwar | RAMSHING VALA | 25 KVA | 67
11865 | Damoh | Damoh South | Banwar | BANWAR | 11 KV SAGONI AG | Banwar | KISOR VALA | 25 KVA | 62
11866 | Damoh | Damoh South | Banwar | BANWAR | 11 KV SAGONI AG | Banwar | YADAV VALA | 25 KVA | 59
11867 | Damoh | Damoh South | Banwar | BANWAR | 11 KV SAGONI AG | Banwar | HARDUA HAR VALA | 25 KVA | 52
11868 | Damoh | Damoh South | Banwar | BANWAR | 11 KV SAGONI AG | Banwar | BAR KAT KHAN VALA | 25 KVA | 48
11869 | Damoh | Damoh South | Banwar | BANWAR | 11 KV SAGONI AG | Banwar | GUDDA JAIAN VAL | 25 KVA | 46
11870 | Damoh | Damoh South | Banwar | BANWAR | 11 KV SAGONI AG | Banwar | RAM SHING VALA | 25 KVA | 42
11871 | Damoh | Damoh South | Banwar | BANWAR | 11 KV SAGONI AG | Banwar | SAHAB VADAV | 25 KVA | 40
11872 | Damoh | Damoh South | Banwar | BANWAR | 11 KV SAGONI AG | Banwar | IAMARTY BAII VALA | 25 KVA | 31
11873 | Damoh | Damoh South | Banwar | BANWAR | 11 KV SAGONI AG | Banwar | RAJU VALA | 25 KVA | 24
11874 | Damoh | Damoh South | Banwar | BANWAR | 11 KV SAGONI AG | Jharoli | MAHIMA VALA | 25 KVA | 10
11875 | Damoh | Damoh South | Banwar | BANWAR | 11 KV SAGONI AG | Jharoli | SAHAB AHIRWAL VALA | 25 KVA | 6
11876 | Damoh | Damoh South | Banwar | BANWAR | 11 KV SAGONI AG | Banwar | BIHARI VALA | 25 KVA | 68
11877 | Damoh | Damoh South | Banwar | BANWAR | 11 KV SAGONI AG | Banwar | HARDUA BAGICHA VALA | 25 KVA | 70
11878 | Damoh | Damoh South | Banwar | BANWAR | 11 KV SAGONI AG | Banwar | PANCHAM VALA | 25 KVA | 75
11879 | Damoh | Damoh South | Banwar | BANWAR | 11 KV SAGONI AG | Banwar | HIRA BAI VALA | 25 KVA | 77
11880 | Damoh | Damoh South | Banwar | BANWAR | 11 KV SAGONI AG | Banwar | ARJUN SHING VALA | 25 KVA | 78
11881 | Damoh | Damoh South | Banwar | BANWAR | 11 KV SAGONI DL | Khakra | MEN BASTI VALA | 25 KVA | 617
11882 | Damoh | Damoh South | Banwar | BANWAR | 11 KV SAGONI DL | Khakra | RALWAY STESINS VALA | 100 KVA | 614
11883 | Damoh | Damoh South | Banwar | BANWAR | 11 KV SAGONI DL | Khakra | TAWAR VALA | 100 KVA | 610
11884 | Damoh | Damoh South | Banwar | BANWAR | 11 KV SAGONI DL | Gadaghat | PATERIYA WALA 2 | 25 KVA | 597
11885 | Damoh | Damoh South | Banwar | BANWAR | 11 KV SAGONI DL | Gadaghat | PATRIYA WALA | 25 KVA | 598
11886 | Damoh | Damoh South | Banwar | BANWAR | 11 KV SAGONI DL | Gadaghat | MEN BASTI VALA | 25 KVA | 599
11887 | Damoh | Damoh South | Banwar | BANWAR | 11 KV SAGONI DL | Gadaghat | SAGONI PUL WALA | 25 KVA | 596
11888 | Damoh | Damoh South | Banwar | BANWAR | 11 KV SAGONI DL | Gadaghat | SAGONI MAIN ROAD | 25 KVA | 595
11889 | Damoh | Damoh South | Banwar | BANWAR | 11 KV SAGONI DL | Gadaghat | SAGONI NALA WALA | 25 KVA | 592
11890 | Damoh | Damoh South | Banwar | BANWAR | 11 KV SAGONI DL | Gadaghat | SAGONI WALA 2 | 25 KVA | 593
11891 | Damoh | Damoh South | Banwar | BANWAR | 11 KV SAGONI DL | Gadaghat | SAGONI BASTI WALA | 25 KVA | 594
11892 | Damoh | Damoh South | Banwar | BANWAR | 11 KV SAGONI DL | Gadaghat | SAGONI WALA | 25 KVA | 591
11893 | Damoh | Damoh South | Banwar | BANWAR | 11 KV SAGONI DL | Gadaghat | KALONI VALA 2 | 25 KVA | 590
11894 | Damoh | Damoh South | Banwar | BANWAR | 11 KV SAGONI DL | Gadaghat | PATERA ROAD WALA 2 | 25 KVA | 589
11895 | Damoh | Damoh South | Banwar | BANWAR | 11 KV SAGONI DL | Gadaghat | PATERA ROAD WALA | 25 KVA | 588
11896 | Damoh | Damoh South | Banwar | BANWAR | 11 KV SAGONI DL | Gadaghat | STAITION ROAD WALA | 25 KVA | 587
11897 | Damoh | Damoh South | Banwar | BANWAR | 11 KV SAGONI DL | Gadaghat | KALONI VALA | 100 KVA | 583
11898 | Damoh | Damoh South | Banwar | BANWAR | 11 KV SAGONI DL | Gadaghat | JIO TAWAR VALA | 25 KVA | 579
11899 | Damoh | Damoh South | Banwar | BANWAR | 11 KV SAGONI DL | Gadaghat | MEN BASTI VALA | 25 KVA | 577
11900 | Damoh | Damoh South | Banwar | BANWAR | 11 KV SAGONI DL | Gadaghat | TALAB VALA | 25 KVA | 565
11901 | Damoh | Damoh South | Banwar | BANWAR | 11 KV SAGONI DL | Gadaghat | GULAB VALA | 25 KVA | 563
11902 | Damoh | Damoh South | Banwar | BANWAR | 11 KV SAGONI DL | Golapati | ROAD WALA | 25 KVA | 545
11903 | Damoh | Damoh South | Banwar | BANWAR | 11 KV SAGONI DL | Golapati | MAIN ROAD WALA | 25 KVA | 544
11904 | Damoh | Damoh South | Banwar | BANWAR | 11 KV SAGONI DL | Golapati | MEN BASTI VALA | 25 KVA | 543
11905 | Damoh | Damoh South | Banwar | BANWAR | 11 KV SAGONI DL | Golapati | KALONI VALA | 25 KVA | 542
11906 | Damoh | Damoh South | Banwar | BANWAR | 11 KV SAGONI DL | Golapati | DURJAN WALA | 25 KVA | 541
11907 | Damoh | Damoh South | Banwar | BANWAR | 11 KV SAGONI DL | Golapati | RANU KHAN WALA | 25 KVA | 539
11908 | Damoh | Damoh South | Banwar | BANWAR | 11 KV SAGONI DL | Golapati | HARDUA WALA | 25 KVA | 540
11909 | Damoh | Damoh South | Banwar | BANWAR | 11 KV SAGONI DL | Golapati | SHCOOL VALA | 25 KVA | 538
11910 | Damoh | Damoh South | Banwar | BANWAR | 11 KV SAGONI DL | Golapati | YADAV WALA | 25 KVA | 537
11911 | Damoh | Damoh South | Banwar | BANWAR | 11 KV SAGONI DL | Golapati | HARIJAN BASTY VALA | 25 KVA | 536
11912 | Damoh | Damoh South | Banwar | BANWAR | 11 KV SAGONI DL | Golapati | KALONI VALA | 25 KVA | 534
11913 | Damoh | Damoh South | Banwar | BANWAR | 11 KV SAGONI DL | Golapati | KALONI VALA | 25 KVA | 535
11914 | Damoh | Damoh South | Banwar | BANWAR | 11 KV SAGONI DL | Golapati | BASTI VALA | 25 KVA | 533
11915 | Damoh | Damoh South | Banwar | BANWAR | 11 KV SAGONI DL | Golapati | SCOOLE VALA | 100 KVA | 531
11916 | Damoh | Damoh South | Banwar | BANWAR | 11 KV SAGONI DL | Golapati | MEN BASTI VALA | 100 KVA | 529
11917 | Damoh | Damoh South | Banwar | BANWAR | 11 KV SAGONI DL | Salaiya | DHANNI VALA | 25 KVA | 524
11918 | Damoh | Damoh South | Banwar | BANWAR | 11 KV SAGONI DL | Salaiya | PATRL MOHALLA | 100 KVA | 511
11919 | Damoh | Damoh South | Banwar | BANWAR | 11 KV SAGONI DL | Salaiya | HARIJAN BASTY VALA | 25 KVA | 499
11920 | Damoh | Damoh South | Banwar | BANWAR | 11 KV SAGONI DL | Salaiya | KACHHWARA VALA | 25 KVA | 496
11921 | Damoh | Damoh South | Banwar | BANWAR | 11 KV SAGONI DL | Salaiya | YADAV MOHALLA VALA | 25 KVA | 486
11922 | Damoh | Damoh South | Banwar | BANWAR | 11 KV SAGONI DL | Salaiya | HARIJAN BASTY VALA | 25 KVA | 476
11923 | Damoh | Damoh South | Banwar | BANWAR | 11 KV SAGONI DL | Salaiya | UJYAR ADIWASI VALA | 25 KVA | 462
11924 | Damoh | Damoh South | Banwar | BANWAR | 11 KV SAGONI DL | Salaiya | UJYAR VALA | 25 KVA | 461
11925 | Damoh | Damoh South | Banwar | BANWAR | 11 KV SAGONI DL | Salaiya | W/W KUSMI | 100 KVA | 457
11926 | Damoh | Damoh South | Banwar | BANWAR | 11 KV SAGONI DL | Salaiya | DHANNI VALA | 25 KVA | 455
11927 | Damoh | Damoh South | Banwar | BANWAR | 11 KV SAGONI DL | Salaiya | MEN BASTI VALA | 25 KVA | 452
11928 | Damoh | Damoh South | Banwar | BANWAR | 11 KV SAGONI DL | Salaiya | KANCHEDI VALA | 100 KVA | 447
11929 | Damoh | Damoh South | Banwar | BANWAR | 11 KV SAGONI DL | Salaiya | MASAB VALA | 25 KVA | 444
11930 | Damoh | Damoh South | Banwar | BANWAR | 11 KV SAGONI DL | Salaiya | KANCHEDI V | 25 KVA | 423
11931 | Damoh | Damoh South | Banwar | BANWAR | 11 KV SAGONI DL | Golapati | TI VALA APARIYA BAST | 100 KVA | 418
11932 | Damoh | Damoh South | Banwar | BANWAR | 11 KV SAGONI DL | Golapati | MEN BASTI VALA | 25 KVA | 417
11933 | Damoh | Damoh South | Banwar | BANWAR | 11 KV SAGONI DL | Golapati | GOPAL SHING VALA | 25 KVA | 413
11934 | Damoh | Damoh South | Banwar | BANWAR | 11 KV SAGONI DL | Golapati | ABCD-ENGLISH-ONLY | 25 KVA | 412
11935 | Damoh | Damoh South | Banwar | BANWAR | 11 KV SAGONI DL | Salaiya | UMA BAI VALA | 25 KVA | 409
11936 | Damoh | Damoh South | Banwar | BANWAR | 11 KV SAGONI DL | Salaiya | CHENU VALA | 25 KVA | 407
11937 | Damoh | Damoh South | Banwar | BANWAR | 11 KV SAGONI DL | Salaiya | TALAB KE PAS VALA | 25 KVA | 406
11938 | Damoh | Damoh South | Banwar | BANWAR | 11 KV SAGONI DL | Salaiya | SAHAB VADAV | 25 KVA | 402
11939 | Damoh | Damoh South | Banwar | BANWAR | 11 KV SAGONI DL | Salaiya | ROD VALA | 25 KVA | 401
11940 | Damoh | Damoh South | Banwar | BANWAR | 11 KV SAGONI DL | Salaiya | MEN BASTI VALA | 25 KVA | 396
11941 | Damoh | Damoh South | Banwar | BANWAR | 11 KV SAGONI DL | Salaiya | TALAB VALA | 25 KVA | 389
11942 | Damoh | Damoh South | Banwar | BANWAR | 11 KV SAGONI DL | Padari | JIO TAWAR VALA | 25 KVA | 383
11943 | Damoh | Damoh South | Banwar | BANWAR | 11 KV SAGONI DL | Padari | RAJU VALA | 25 KVA | 379
11944 | Damoh | Damoh South | Banwar | BANWAR | 11 KV SAGONI DL | Padari | JAGAT VALA | 25 KVA | 378
11945 | Damoh | Damoh South | Banwar | BANWAR | 11 KV SAGONI DL | Padari | BAGALVARA MEN BASTI VALA | 25 KVA | 376
11946 | Damoh | Damoh South | Banwar | BANWAR | 11 KV SAGONI DL | Padari | W/W VALA | 25 KVA | 375
11947 | Damoh | Damoh South | Banwar | BANWAR | 11 KV SAGONI DL | Padari | HARIJAN BASTY VALA | 25 KVA | 370
11948 | Damoh | Damoh South | Banwar | BANWAR | 11 KV SAGONI DL | Padari | SHCOOL VALA | 25 KVA | 366
11949 | Damoh | Damoh South | Banwar | BANWAR | 11 KV SAGONI DL | Padari | MEN BASTI VALA | 25 KVA | 365
11950 | Damoh | Damoh South | Banwar | BANWAR | 11 KV SAGONI DL | Padari | HARIJAN BASTY VALA | 25 KVA | 364
11951 | Damoh | Damoh South | Banwar | BANWAR | 11 KV SAGONI DL | Padari | SHALAIYA MEN BASTI BALA | 25 KVA | 359
11952 | Damoh | Damoh South | Banwar | BANWAR | 11 KV SAGONI DL | Padari | KALONI VALA | 25 KVA | 357
11953 | Damoh | Damoh South | Banwar | BANWAR | 11 KV SAGONI DL | Khedar | DHANNI VALA | 25 KVA | 338
11954 | Damoh | Damoh South | Banwar | BANWAR | 11 KV SAGONI DL | Khedar | SHCOOL VALA | 25 KVA | 333
11955 | Damoh | Damoh South | Banwar | BANWAR | 11 KV SAGONI DL | Khedar | RAJA KHAN VALA | 25 KVA | 318
11956 | Damoh | Damoh South | Banwar | BANWAR | 11 KV SAGONI DL | Khedar | RAJARAM VALA | 25 KVA | 316
11957 | Damoh | Damoh South | Banwar | BANWAR | 11 KV SAGONI DL | Khedar | NEELESH VALA | 25 KVA | 311
11958 | Damoh | Damoh South | Banwar | BANWAR | 11 KV SAGONI DL | Khedar | CHANDI VALA | 25 KVA | 312
11959 | Damoh | Damoh South | Banwar | BANWAR | 11 KV SAGONI DL | Khedar | GOLA PATTI MEN BASTI VALA | 63 KVA | 299
11960 | Damoh | Damoh South | Banwar | BANWAR | 11 KV SAGONI DL | Golapati | CHHEGHARA VALA | 25 KVA | 297
11961 | Damoh | Damoh South | Banwar | BANWAR | 11 KV SAGONI DL | Khedar | UMA BAI VALA | 25 KVA | 295
11962 | Damoh | Damoh South | Banwar | BANWAR | 11 KV SAGONI DL | Khedar | GULAB VALA | 25 KVA | 293
11963 | Damoh | Damoh South | Banwar | BANWAR | 11 KV SAGONI DL | Khedar | JIO TAWAR VALA | 25 KVA | 291
11964 | Damoh | Damoh South | Banwar | BANWAR | 11 KV SAGONI DL | Khedar | RAM SHING VALA | 25 KVA | 288
11965 | Damoh | Damoh South | Banwar | BANWAR | 11 KV SAGONI DL | Khedar | KALONI VALA | 25 KVA | 277
11966 | Damoh | Damoh South | Banwar | BANWAR | 11 KV SAGONI DL | Khedar | FAREED VALA | 25 KVA | 271
11967 | Damoh | Damoh South | Banwar | BANWAR | 11 KV SAGONI DL | Khedar | JAGAT VALA | 25 KVA | 267
11968 | Damoh | Damoh South | Banwar | BANWAR | 11 KV SAGONI DL | Khedar | GABDU KE PAS VALA | 25 KVA | 263
11969 | Damoh | Damoh South | Banwar | BANWAR | 11 KV SAGONI DL | Harduwa Mangarh | TAPARIYA VALA | 25 KVA | 259
11970 | Damoh | Damoh South | Banwar | BANWAR | 11 KV SAGONI DL | Harduwa Mangarh | HARIRAM VALA | 25 KVA | 255
11971 | Damoh | Damoh South | Banwar | BANWAR | 11 KV SAGONI DL | Harduwa Mangarh | RAJJAN VALA | 25 KVA | 249
11972 | Damoh | Damoh South | Banwar | BANWAR | 11 KV SAGONI DL | Harduwa Mangarh | JALAM VALA | 25 KVA | 250
11973 | Damoh | Damoh South | Banwar | BANWAR | 11 KV SAGONI DL | Khedar | SEEMA BAI VALA | 25 KVA | 242
11974 | Damoh | Damoh South | Banwar | BANWAR | 11 KV SAGONI DL | Khedar | KALONI VALA | 25 KVA | 241
11975 | Damoh | Damoh South | Banwar | BANWAR | 11 KV SAGONI DL | Khedar | W/W GOLAPATTI VALA | 25 KVA | 239
11976 | Damoh | Damoh South | Banwar | BANWAR | 11 KV SAGONI DL | Harduwa Mangarh | KALONI VALA | 25 KVA | 235
11977 | Damoh | Damoh South | Banwar | BANWAR | 11 KV SAGONI DL | Harduwa Mangarh | MEN BASTI VALA | 25 KVA | 233
11978 | Damoh | Damoh South | Banwar | BANWAR | 11 KV SAGONI DL | Pati Nandlal | MEN BASTY VALA | 63 KVA | 231
11979 | Damoh | Damoh South | Banwar | BANWAR | 11 KV SAGONI DL | Pati Nandlal | JIO TAWAR VALA | 25 KVA | 228
11980 | Damoh | Damoh South | Banwar | BANWAR | 11 KV SAGONI DL | Pati Nandlal | HALLU VALA | 25 KVA | 226
11981 | Damoh | Damoh South | Banwar | BANWAR | 11 KV SAGONI DL | Pati Nandlal | RAI VALA | 25 KVA | 222
11982 | Damoh | Damoh South | Banwar | BANWAR | 11 KV SAGONI DL | Pati Nandlal | DOLAT RAI VALA | 25 KVA | 221
11983 | Damoh | Damoh South | Banwar | BANWAR | 11 KV SAGONI DL | Pati Nandlal | HARIJAN BASTY VALA | 25 KVA | 219
11984 | Damoh | Damoh South | Banwar | BANWAR | 11 KV SAGONI DL | Pati Nandlal | HIRA BAI VALA | 25 KVA | 214
11985 | Damoh | Damoh South | Banwar | BANWAR | 11 KV SAGONI DL | Harduwa Mangarh | DHANNI VALA | 25 KVA | 213
11986 | Damoh | Damoh South | Banwar | BANWAR | 11 KV SAGONI DL | Harduwa Mangarh | W/W VALA | 25 KVA | 211
11987 | Damoh | Damoh South | Banwar | BANWAR | 11 KV SAGONI DL | Harduwa Mangarh | KAMTA VALA | 25 KVA | 205
11988 | Damoh | Damoh South | Banwar | BANWAR | 11 KV SAGONI DL | Harduwa Mangarh | RALWAY STESINS VALA | 25 KVA | 202
11989 | Damoh | Damoh South | Banwar | BANWAR | 11 KV SAGONI DL | Harduwa Mangarh | MANDIR VALA | 25 KVA | 200
11990 | Damoh | Damoh South | Banwar | BANWAR | 11 KV SAGONI DL | Harduwa Mangarh | KALONI VALA | 25 KVA | 195
11991 | Damoh | Damoh South | Banwar | BANWAR | 11 KV SAGONI DL | Harduwa Mangarh | JALAM GADESH VALA | 25 KVA | 194
11992 | Damoh | Damoh South | Banwar | BANWAR | 11 KV SAGONI DL | Harduwa Mangarh | TAWAR VALA | 25 KVA | 191
11993 | Damoh | Damoh South | Banwar | BANWAR | 11 KV SAGONI DL | Harduwa Mangarh | IAMARTY BAII VALA | 25 KVA | 181
11994 | Damoh | Damoh South | Banwar | BANWAR | 11 KV SAGONI DL | Harduwa Mangarh | UTTAM VALA | 25 KVA | 175
11995 | Damoh | Damoh South | Banwar | BANWAR | 11 KV SAGONI DL | Banwar | LODHI MOHALL VALA | 25 KVA | 164
11996 | Damoh | Damoh South | Banwar | BANWAR | 11 KV SAGONI DL | Banwar | KARKE ADIWASI MOHALLA | 25 KVA | 161
11997 | Damoh | Damoh South | Banwar | BANWAR | 11 KV SAGONI DL | Banwar | NANNAII SING VALA | 25 KVA | 158
11998 | Damoh | Damoh South | Banwar | BANWAR | 11 KV SAGONI DL | Banwar | KALONI VALA | 25 KVA | 156
11999 | Damoh | Damoh South | Banwar | BANWAR | 11 KV SAGONI DL | Banwar | KALONI VALA | 25 KVA | 151
12000 | Damoh | Damoh South | Banwar | BANWAR | 11 KV SAGONI DL | Banwar | KARKE TIGADDA VALA | 25 KVA | 144
12001 | Damoh | Damoh South | Banwar | BANWAR | 11 KV SAGONI DL | Banwar | HARIJAN BASTY VALA | 25 KVA | 136
12002 | Damoh | Damoh South | Banwar | BANWAR | 11 KV SAGONI DL | Banwar | MANDIR VALA | 25 KVA | 132
12003 | Damoh | Damoh South | Banwar | BANWAR | 11 KV SAGONI DL | Banwar | HARDUA MEN BASTI VALA | 100 KVA | 131
12004 | Damoh | Damoh South | Banwar | BANWAR | 11 KV SAGONI DL | Banwar | LODHI MOHALLA VALA | 25 KVA | 129
12005 | Damoh | Damoh South | Banwar | BANWAR | 11 KV SAGONI DL | Banwar | HARIJAN BASTY VALA | 25 KVA | 126
12006 | Damoh | Damoh South | Banwar | BANWAR | 11 KV SAGONI DL | Banwar | GORE LAL VALA | 25 KVA | 113
12007 | Damoh | Damoh South | Banwar | BANWAR | 11 KV SAGONI DL | Banwar | GOPAL SHING VALA | 25 KVA | 109
12008 | Damoh | Damoh South | Banwar | BANWAR | 11 KV SAGONI DL | Banwar | HARIJAN BASTY VALA | 25 KVA | 105
12009 | Damoh | Damoh South | Banwar | BANWAR | 11 KV SAGONI DL | Banwar | KALONI VALA | 25 KVA | 104
12010 | Damoh | Damoh South | Banwar | BANWAR | 11 KV SAGONI DL | Salaiya | YADAV MOHALLA VALA | 25 KVA | 648
12011 | Damoh | Damoh South | Nohta | NOHTA | 11 KV BAMORI DL | NO VILLAGE FOUND | GAO WALA | 200 KVA | 1526
12012 | Damoh | Damoh South | Nohta | NOHTA | 11 KV BAMORI DL | NO VILLAGE FOUND | SEVA KISHAN KENDRA | 25 KVA | 1524
12013 | Damoh | Damoh South | Nohta | NOHTA | 11 KV BAMORI DL | NO VILLAGE FOUND | GAO WALA | 25 KVA | 1521
12014 | Damoh | Damoh South | Nohta | NOHTA | 11 KV BAMORI DL | NO VILLAGE FOUND | A.T.C.TAVAR | 25 KVA | 1520
12015 | Damoh | Damoh South | Nohta | NOHTA | 11 KV BAMORI DL | NO VILLAGE FOUND | M.K. RAI 25 KVA | 25 KVA | 1515
12016 | Damoh | Damoh South | Nohta | NOHTA | 11 KV BAMORI DL | Simri Jalam | CHILOD TAPARIYA VALA | 25 KVA | 1509
12017 | Damoh | Damoh South | Nohta | NOHTA | 11 KV BAMORI DL | Manguwan Ghat | HINOTI MEN BASTI VALA | 100 KVA | 1494
12018 | Damoh | Damoh South | Nohta | NOHTA | 11 KV BAMORI DL | Manguwan Ghat | SHCOOL VALA | 25 KVA | 1489
12019 | Damoh | Damoh South | Nohta | NOHTA | 11 KV BAMORI DL | Hinoti Ajam | KALONI VALA | 25 KVA | 1481
12020 | Damoh | Damoh South | Nohta | NOHTA | 11 KV BAMORI DL | NO VILLAGE FOUND | GAO WALA | 63 KVA | 1476
12021 | Damoh | Damoh South | Nohta | NOHTA | 11 KV BAMORI DL | Hinoti Ajam | SAMNAS VALA | 25 KVA | 1467
12022 | Damoh | Damoh South | Nohta | NOHTA | 11 KV BAMORI DL | Hinoti Ajam | MAJHGUWA MEN BASTI VALA | 63 KVA | 1460
12023 | Damoh | Damoh South | Nohta | NOHTA | 11 KV BAMORI DL | Hinoti Ajam | MAJHGUWA KALONI | 25 KVA | 1446
12024 | Damoh | Damoh South | Nohta | NOHTA | 11 KV BAMORI DL | NO VILLAGE FOUND | GAO WALA | 25 KVA | 1443
12025 | Damoh | Damoh South | Nohta | NOHTA | 11 KV BAMORI DL | Majguwanmangarh | RAI MOHALLA VALA | 25 KVA | 1442
12026 | Damoh | Damoh South | Nohta | NOHTA | 11 KV BAMORI DL | Majguwanmangarh | CHILOD KALONI 2 | 25 KVA | 1438
12027 | Damoh | Damoh South | Nohta | NOHTA | 11 KV BAMORI DL | Majguwanmangarh | DOLAT RAI VALA | 25 KVA | 1434
12028 | Damoh | Damoh South | Nohta | NOHTA | 11 KV BAMORI DL | Majguwanmangarh | NAHAR VALA | 25 KVA | 1429
12029 | Damoh | Damoh South | Nohta | NOHTA | 11 KV BAMORI DL | Hinoti Ajam | VIRU MAHRAJ VALA | 25 KVA | 1410
12030 | Damoh | Damoh South | Nohta | NOHTA | 11 KV BAMORI DL | Hinoti Ajam | HARI ADIVASI VALA | 25 KVA | 1405
12031 | Damoh | Damoh South | Nohta | NOHTA | 11 KV BAMORI DL | Hinoti Ajam | NARITTAM MISHRA VALA | 25 KVA | 1395
12032 | Damoh | Damoh South | Nohta | NOHTA | 11 KV BAMORI DL | Chilod | PIRMILA JAIN VALA | 25 KVA | 1391
12033 | Damoh | Damoh South | Nohta | NOHTA | 11 KV BAMORI DL | Majguwanmangarh | KALONI VALA | 25 KVA | 1372
12034 | Damoh | Damoh South | Nohta | NOHTA | 11 KV BAMORI DL | Majguwanmangarh | HARIJAN BASTY VALA | 25 KVA | 1367
12035 | Damoh | Damoh South | Nohta | NOHTA | 11 KV BAMORI DL | Majguwanmangarh | MILAN MISRA 1 | 25 KVA | 1364
12036 | Damoh | Damoh South | Nohta | NOHTA | 11 KV BAMORI DL | Majguwanmangarh | SHCOOL VALA | 25 KVA | 1360
12037 | Damoh | Damoh South | Nohta | NOHTA | 11 KV BAMORI DL | Majguwanmangarh | PUNNU VALA | 25 KVA | 1357
12038 | Damoh | Damoh South | Nohta | NOHTA | 11 KV BAMORI DL | Majguwanmangarh | MISRA VALA | 25 KVA | 1354
12039 | Damoh | Damoh South | Nohta | NOHTA | 11 KV BAMORI DL | Majguwanmangarh | KIRISHKANT MISRA VALA | 25 KVA | 1349
12040 | Damoh | Damoh South | Nohta | NOHTA | 11 KV BAMORI DL | Majguwanmangarh | NALE KE PAS VALA | 25 KVA | 1343
12041 | Damoh | Damoh South | Nohta | NOHTA | 11 KV BAMORI DL | Majguwanmangarh | MEN BASTI VALA | 25 KVA | 1346
12042 | Damoh | Damoh South | Nohta | NOHTA | 11 KV BAMORI DL | Hinoti Ajam | MILAN MISRA VALA | 25 KVA | 1335
12043 | Damoh | Damoh South | Nohta | NOHTA | 11 KV BAMORI DL | Majguwanmangarh | SHCOOL VALA | 25 KVA | 1333
12044 | Damoh | Damoh South | Nohta | NOHTA | 11 KV BAMORI DL | Majguwanmangarh | CHILOD MEN BASTI VALA | 100 KVA | 1321
12045 | Damoh | Damoh South | Nohta | NOHTA | 11 KV BAMORI DL | Hinoti Ajam | HARIJAN BASTY VALA | 25 KVA | 1310
12046 | Damoh | Damoh South | Nohta | NOHTA | 11 KV BAMORI DL | Hinoti Ajam | RELRINENCE TAW VALA | 25 KVA | 1305
12047 | Damoh | Damoh South | Nohta | NOHTA | 11 KV BAMORI DL | Hinoti Ajam | CHILOD KALONI | 25 KVA | 1304
12048 | Damoh | Damoh South | Nohta | NOHTA | 11 KV BAMORI DL | Hinoti Ajam | KALONI VALA | 25 KVA | 1299
12049 | Damoh | Damoh South | Nohta | NOHTA | 11 KV BAMORI DL | Lakhni | BHAI RAI VALA | 25 KVA | 1289
12050 | Damoh | Damoh South | Nohta | NOHTA | 11 KV BAMORI DL | Lakhni | KALONI VALA | 25 KVA | 1287
12051 | Damoh | Damoh South | Nohta | NOHTA | 11 KV BAMORI DL | Lakhni | DHUNGI NALA VALA | 25 KVA | 1276
12052 | Damoh | Damoh South | Nohta | NOHTA | 11 KV BAMORI DL | Lakhni | CCB BENK VALA | 25 KVA | 1268
12053 | Damoh | Damoh South | Nohta | NOHTA | 11 KV BAMORI DL | Lakhni | DILLI VISWKARMA VALA | 25 KVA | 1265
12054 | Damoh | Damoh South | Nohta | NOHTA | 11 KV BAMORI DL | Lakhni | SIMRI MEN BASTI VALA | 100 KVA | 1264
12055 | Damoh | Damoh South | Nohta | NOHTA | 11 KV BAMORI DL | Lakhni | PIRJAPATY | 25 KVA | 1263
12056 | Damoh | Damoh South | Nohta | NOHTA | 11 KV BAMORI DL | Lakhni | KALONI VALA | 25 KVA | 1262
12057 | Damoh | Damoh South | Nohta | NOHTA | 11 KV BAMORI DL | Simri Jalam | YADAV VALA | 25 KVA | 1259
12058 | Damoh | Damoh South | Nohta | NOHTA | 11 KV BAMORI DL | Simri Jalam | SIMRI KALONI VALA | 25 KVA | 1256
12059 | Damoh | Damoh South | Nohta | NOHTA | 11 KV BAMORI DL | Simri Jalam | SOMEALASH VALA | 25 KVA | 1249
12060 | Damoh | Damoh South | Nohta | NOHTA | 11 KV BAMORI DL | NO VILLAGE FOUND | GAO WALA | 25 KVA | 1245
12061 | Damoh | Damoh South | Nohta | NOHTA | 11 KV BAMORI DL | Baheriya | MEN BASTI VALA | 100 KVA | 1242
12062 | Damoh | Damoh South | Nohta | NOHTA | 11 KV BAMORI DL | Baheriya | JIO TAWAR VALA | 25 KVA | 1239
12063 | Damoh | Damoh South | Nohta | NOHTA | 11 KV BAMORI DL | NO VILLAGE FOUND | GAO WALA | 25 KVA | 1224
12064 | Damoh | Damoh South | Nohta | NOHTA | 11 KV BAMORI DL | NO VILLAGE FOUND | GAO WALA | 25 KVA | 1219
12065 | Damoh | Damoh South | Nohta | NOHTA | 11 KV BAMORI DL | Badguwan | MANDIR VALA | 63 KVA | 1206
12066 | Damoh | Damoh South | Nohta | NOHTA | 11 KV BAMORI DL | Badguwan | KALONI VALA | 25 KVA | 1203
12067 | Damoh | Damoh South | Nohta | NOHTA | 11 KV BAMORI DL | Badguwan | PANI TANKI KALONI VALA | 25 KVA | 1198
12068 | Damoh | Damoh South | Nohta | NOHTA | 11 KV BAMORI DL | Badguwan | BENI BAI VALA | 25 KVA | 1190
12069 | Damoh | Damoh South | Nohta | NOHTA | 11 KV BAMORI DL | Badguwan | KALONI VALA | 25 KVA | 1189
12070 | Damoh | Damoh South | Nohta | NOHTA | 11 KV BAMORI DL | Badguwan | RAI VALA | 25 KVA | 1174
12071 | Damoh | Damoh South | Nohta | NOHTA | 11 KV BAMORI DL | Badguwan | HARIJAN BASTY VALA | 25 KVA | 1169
12072 | Damoh | Damoh South | Nohta | NOHTA | 11 KV BAMORI DL | Badguwan | SHCOOL VALA | 25 KVA | 1167
12073 | Damoh | Damoh South | Nohta | NOHTA | 11 KV BAMORI DL | Badguwan | ADIVASI MOHALLA VALA | 25 KVA | 1160
12074 | Damoh | Damoh South | Nohta | NOHTA | 11 KV BAMORI DL | Badguwan | SHCOOL VALA | 25 KVA | 1154
12075 | Damoh | Damoh South | Nohta | NOHTA | 11 KV BAMORI DL | Badguwan | KALONI VALA | 25 KVA | 1152
12076 | Damoh | Damoh South | Nohta | NOHTA | 11 KV BAMORI DL | Badguwan | JAIN MOAHLLAALA | 25 KVA | 1148
12077 | Damoh | Damoh South | Nohta | NOHTA | 11 KV BAMORI DL | Badguwan | RAKESH VALA | 25 KVA | 1141
12078 | Damoh | Damoh South | Nohta | NOHTA | 11 KV BAMORI DL | Badguwan | DOOMAR MEN BASTI VALA | 100 KVA | 1142
12079 | Damoh | Damoh South | Nohta | NOHTA | 11 KV BAMORI DL | Badguwan | SHCOOL VALA | 25 KVA | 1137
12080 | Damoh | Damoh South | Nohta | NOHTA | 11 KV BAMORI DL | Badguwan | BADGUWA W/W VALA | 25 KVA | 1129
12081 | Damoh | Damoh South | Nohta | NOHTA | 11 KV BAMORI DL | Badguwan | NIJAM VALA | 25 KVA | 1117
12082 | Damoh | Damoh South | Nohta | NOHTA | 11 KV BAMORI DL | Badguwan | SIMRI KALONI VALA | 25 KVA | 1112
12083 | Damoh | Damoh South | Nohta | NOHTA | 11 KV BAMORI DL | Badguwan | KALONI VALA | 25 KVA | 1104
12084 | Damoh | Damoh South | Nohta | NOHTA | 11 KV BAMORI DL | Simri Jalam | HARIJAN BASTY VALA | 25 KVA | 1099
12085 | Damoh | Damoh South | Nohta | NOHTA | 11 KV BAMORI DL | NO VILLAGE FOUND | GAO WALA | 25 KVA | 1100
12086 | Damoh | Damoh South | Nohta | NOHTA | 11 KV BAMORI DL | Simri Jalam | JAGAT VALA | 25 KVA | 1096
12087 | Damoh | Damoh South | Nohta | NOHTA | 11 KV BAMORI DL | Simri Jalam | KALONI VALA | 25 KVA | 1092
12088 | Damoh | Damoh South | Nohta | NOHTA | 11 KV BAMORI DL | Simri Jalam | HARIRAM CHODRI VALA | 25 KVA | 1088
12089 | Damoh | Damoh South | Nohta | NOHTA | 11 KV BAMORI DL | Simri Jalam | ADIVASI MOHALLA VALA | 25 KVA | 1089
12090 | Damoh | Damoh South | Nohta | NOHTA | 11 KV BAMORI DL | Simri Jalam | CHPRA W/W | 63 KVA | 1083
12091 | Damoh | Damoh South | Nohta | NOHTA | 11 KV BAMORI DL | Simri Jalam | SHCOOL VALA | 25 KVA | 1077
12092 | Damoh | Damoh South | Nohta | NOHTA | 11 KV BAMORI DL | Dumar | TALAB KE PAS VALA | 100 KVA | 1069
12093 | Damoh | Damoh South | Nohta | NOHTA | 11 KV BAMORI DL | Dumar | AIRTEL TAWAR VALA | 25 KVA | 1061
12094 | Damoh | Damoh South | Nohta | NOHTA | 11 KV BAMORI DL | Dumar | KALONI VALA | 25 KVA | 1062
12095 | Damoh | Damoh South | Nohta | NOHTA | 11 KV BAMORI DL | Dumar | HARIJAN BASTY VALA | 25 KVA | 1060
12096 | Damoh | Damoh South | Nohta | NOHTA | 11 KV BAMORI DL | Dumar | MANGAL VALA | 25 KVA | 1056
12097 | Damoh | Damoh South | Nohta | NOHTA | 11 KV BAMORI DL | Dumar | SAMSAN VALA | 25 KVA | 1052
12098 | Damoh | Damoh South | Nohta | NOHTA | 11 KV BAMORI DL | Dumar | HIGH SHCOOL VALA | 25 KVA | 1047
12099 | Damoh | Damoh South | Nohta | NOHTA | 11 KV BAMORI DL | Dumar | SHCOOL VALA | 25 KVA | 1046
12100 | Damoh | Damoh South | Nohta | NOHTA | 11 KV BAMORI DL | Dumar | HARIJAN BASTY VALA | 25 KVA | 1045
12101 | Damoh | Damoh South | Nohta | NOHTA | 11 KV BAMORI DL | Dumar | PODI CHAURAHE VALA | 63 KVA | 1043
12102 | Damoh | Damoh South | Nohta | NOHTA | 11 KV BAMORI DL | Dumar | MEN BASTI VALA | 25 KVA | 1040
12103 | Damoh | Damoh South | Nohta | NOHTA | 11 KV BAMORI DL | Dumar | KALONI VALA | 25 KVA | 1037
12104 | Damoh | Damoh South | Nohta | NOHTA | 11 KV BAMORI DL | Dumar | GOPAL SHING VALA | 25 KVA | 1038
12105 | Damoh | Damoh South | Nohta | NOHTA | 11 KV BAMORI DL | Dumar | ADIVASI MOHALLA VALA | 25 KVA | 1034
12106 | Damoh | Damoh South | Nohta | NOHTA | 11 KV BAMORI DL | Dumar | DHANGAR KALONI VALA | 25 KVA | 1030
12107 | Damoh | Damoh South | Nohta | NOHTA | 11 KV BAMORI DL | Dumar | CHANDI MEDAN VALA | 100 KVA | 1033
12108 | Damoh | Damoh South | Nohta | NOHTA | 11 KV BAMORI DL | Dumar | MEN BASTI VALA | 100 KVA | 1026
12109 | Damoh | Damoh South | Nohta | NOHTA | 11 KV BAMORI DL | Dumar | HARIJAN BASTY VALA | 25 KVA | 1021
12110 | Damoh | Damoh South | Nohta | NOHTA | 11 KV BAMORI DL | Dumar | MEN ROD VALA | 25 KVA | 1022
12111 | Damoh | Damoh South | Nohta | NOHTA | 11 KV BAMORI DL | Dumar | SHCOOL VALA | 25 KVA | 1020
12112 | Damoh | Damoh South | Nohta | NOHTA | 11 KV BAMORI DL | Dumar | HARIJAN BASTY VALA | 25 KVA | 1018
12113 | Damoh | Damoh South | Nohta | NOHTA | 11 KV BAMORI DL | Bandar Kola | SHCOOL VALA | 25 KVA | 1003
12114 | Damoh | Damoh South | Nohta | NOHTA | 11 KV BAMORI DL | Bandar Kola | W/W VALA | 25 KVA | 999
12115 | Damoh | Damoh South | Nohta | NOHTA | 11 KV BAMORI DL | Bandar Kola | MEN BASTI VALA | 100 KVA | 994
12116 | Damoh | Damoh South | Nohta | NOHTA | 11 KV BAMORI DL | Bandar Kola | HARIJAN BASTY VALA | 25 KVA | 990
12117 | Damoh | Damoh South | Nohta | NOHTA | 11 KV BAMORI DL | Bandar Kola | KALONI VALA | 25 KVA | 988
12118 | Damoh | Damoh South | Nohta | NOHTA | 11 KV BAMORI DL | Bandar Kola | RALUL SEN VALA | 25 KVA | 979
12119 | Damoh | Damoh South | Nohta | NOHTA | 11 KV BAMORI DL | Bandar Kola | ABCD-ENGLISH-ONLY | 25 KVA | 977
12120 | Damoh | Damoh South | Nohta | NOHTA | 11 KV BAMORI DL | Devri | KALONI VALA | 25 KVA | 954
12121 | Damoh | Damoh South | Nohta | NOHTA | 11 KV BAMORI DL | Devri | TALAB VALA | 25 KVA | 940
12122 | Damoh | Damoh South | Nohta | NOHTA | 11 KV BAMORI DL | Devri | BANDAR KOLA MEN BASTI | 100 KVA | 938
12123 | Damoh | Damoh South | Nohta | NOHTA | 11 KV BAMORI DL | Pipariya Nandlal | MAJGUWA BASTI | 63 KVA | 914
12124 | Damoh | Damoh South | Nohta | NOHTA | 11 KV BAMORI DL | Devri | KALONI VALA | 25 KVA | 901
12125 | Damoh | Damoh South | Nohta | NOHTA | 11 KV BAMORI DL | Devri | TALAB KE PAS | 25 KVA | 898
12126 | Damoh | Damoh South | Nohta | NOHTA | 11 KV BAMORI DL | Suda | BASTI VALA | 25 KVA | 890
12127 | Damoh | Damoh South | Nohta | NOHTA | 11 KV BAMORI DL | Suda | KALONI VALA | 25 KVA | 884
12128 | Damoh | Damoh South | Nohta | NOHTA | 11 KV BAMORI DL | NO VILLAGE FOUND | DTR NOT TAGGED | 25 KVA | 1532
12129 | Damoh | Damoh South | Nohta | NOHTA | 11 KV BAMORI DL | NO VILLAGE FOUND | DTR NOT TAGGED | 25 KVA | 1537
12130 | Damoh | Damoh South | Nohta | NOHTA | 11 KV BAMORI DL | NO VILLAGE FOUND | DTR NOT TAGGED | 25 KVA | 1538
12131 | Damoh | Damoh South | Nohta | NOHTA | 11 KV BAMORI DL | NO VILLAGE FOUND | DTR NOT TAGGED | 25 KVA | 1541
12132 | Damoh | Damoh South | Nohta | NOHTA | 11 KV BAMORI DL | NO VILLAGE FOUND | DTR NOT TAGGED | 200 KVA | 1543
12133 | Damoh | Damoh South | Nohta | NOHTA | 11 KV BAMORI DL | NO VILLAGE FOUND | DTR NOT TAGGED | 25 KVA | 1549
12134 | Damoh | Damoh South | Nohta | NOHTA | 11 KV BAMORI DL | NO VILLAGE FOUND | DTR NOT TAGGED | 25 KVA | 1556
12135 | Damoh | Damoh South | Nohta | NOHTA | 11 KV BAMORI AG | Majguwanmangarh | RAJA SAB KE PAS VALA | 25 KVA | 687
12136 | Damoh | Damoh South | Nohta | NOHTA | 11 KV BAMORI AG | Majguwanmangarh | HARIRAM VALA | 25 KVA | 686
12137 | Damoh | Damoh South | Nohta | NOHTA | 11 KV BAMORI AG | Majguwanmangarh | GOPAL SHING VALA | 25 KVA | 680
12138 | Damoh | Damoh South | Nohta | NOHTA | 11 KV BAMORI AG | Majguwanmangarh | CHILOD HAR VALA | 25 KVA | 679
12139 | Damoh | Damoh South | Nohta | NOHTA | 11 KV BAMORI AG | Majguwanmangarh | SUNIL VALA | 25 KVA | 677
12140 | Damoh | Damoh South | Nohta | NOHTA | 11 KV BAMORI AG | Hinoti Ajam | CHILOD NADI KE PAS VALA | 25 KVA | 672
12141 | Damoh | Damoh South | Nohta | NOHTA | 11 KV BAMORI AG | Hinoti Ajam | MILAN MISRA 1 | 25 KVA | 667
12142 | Damoh | Damoh South | Nohta | NOHTA | 11 KV BAMORI AG | Devri | MAJGUWA NALA KE PAS VALA | 25 KVA | 663
12143 | Damoh | Damoh South | Nohta | NOHTA | 11 KV BAMORI AG | Suda | SHOBHA SHING VALA | 25 KVA | 661
12144 | Damoh | Damoh South | Nohta | NOHTA | 11 KV BAMORI AG | Pipariya Nandlal | MAJGUWA KIRAT 1 HAR | 25 KVA | 653
12145 | Damoh | Damoh South | Nohta | NOHTA | 11 KV BAMORI AG | Pipariya Nandlal | KALONI VALA | 25 KVA | 649
12146 | Damoh | Damoh South | Nohta | NOHTA | 11 KV BAMORI AG | Pipariya Nandlal | NIRPAT SHOING VALA | 25 KVA | 645
12147 | Damoh | Damoh South | Nohta | NOHTA | 11 KV BAMORI AG | Bamhori Mangarh | PATWARY VALA | 25 KVA | 634
12148 | Damoh | Damoh South | Nohta | NOHTA | 11 KV BAMORI AG | Bamhori Mangarh | SAHAB VADAV | 25 KVA | 626
12149 | Damoh | Damoh South | Nohta | NOHTA | 11 KV BAMORI AG | Bamhori Mangarh | VINOD RAI VALA | 25 KVA | 618
12150 | Damoh | Damoh South | Nohta | NOHTA | 11 KV BAMORI AG | Bamhori Mangarh | GOPAL SHING VALA | 25 KVA | 610
12151 | Damoh | Damoh South | Nohta | NOHTA | 11 KV BAMORI AG | Chopra Choubisa | HIRA BAI VALA | 25 KVA | 596
12152 | Damoh | Damoh South | Nohta | NOHTA | 11 KV BAMORI AG | Chopra Choubisa | SATE HAR VALA 2 | 25 KVA | 593
12153 | Damoh | Damoh South | Nohta | NOHTA | 11 KV BAMORI AG | Simri Jalam | NAHAR VALA | 25 KVA | 591
12154 | Damoh | Damoh South | Nohta | NOHTA | 11 KV BAMORI AG | Simri Jalam | KARAN SHING VALA | 25 KVA | 589
12155 | Damoh | Damoh South | Nohta | NOHTA | 11 KV BAMORI AG | Simri Jalam | SATE HAR VALA | 25 KVA | 587
12156 | Damoh | Damoh South | Nohta | NOHTA | 11 KV BAMORI AG | Simri Jalam | ALAKELASH V | 25 KVA | 583
12157 | Damoh | Damoh South | Nohta | NOHTA | 11 KV BAMORI AG | Simri Jalam | MULAYAM VALA | 25 KVA | 581
12158 | Damoh | Damoh South | Nohta | NOHTA | 11 KV BAMORI AG | Simri Jalam | DOLAT RAI VALA | 25 KVA | 579
12159 | Damoh | Damoh South | Nohta | NOHTA | 11 KV BAMORI AG | Simri Jalam | NIJAM SHING VALA | 63 KVA | 578
12160 | Damoh | Damoh South | Nohta | NOHTA | 11 KV BAMORI AG | Simri Jalam | SHIMRI KE PAS VALA | 25 KVA | 573
12161 | Damoh | Damoh South | Nohta | NOHTA | 11 KV BAMORI AG | Simri Jalam | CHOPRA NAHAR KE PAS VALA | 25 KVA | 572
12162 | Damoh | Damoh South | Nohta | NOHTA | 11 KV BAMORI AG | Simri Jalam | TALAB KE PAS VALA | 25 KVA | 567
12163 | Damoh | Damoh South | Nohta | NOHTA | 11 KV BAMORI AG | Dumar | SAHAB VADAV | 25 KVA | 561
12164 | Damoh | Damoh South | Nohta | NOHTA | 11 KV BAMORI AG | Dumar | RAM SHING VALA | 25 KVA | 553
12165 | Damoh | Damoh South | Nohta | NOHTA | 11 KV BAMORI AG | Badguwan | VISRAM VALA | 25 KVA | 549
12166 | Damoh | Damoh South | Nohta | NOHTA | 11 KV BAMORI AG | Badguwan | NANNAII SING VALA | 25 KVA | 546
12167 | Damoh | Damoh South | Nohta | NOHTA | 11 KV BAMORI AG | Badguwan | DOOMAR HAR VALA | 63 KVA | 544
12168 | Damoh | Damoh South | Nohta | NOHTA | 11 KV BAMORI AG | Bandar Kola | PAPPU JAIN VALA | 25 KVA | 540
12169 | Damoh | Damoh South | Nohta | NOHTA | 11 KV BAMORI AG | Bandar Kola | W/W VALA | 25 KVA | 539
12170 | Damoh | Damoh South | Nohta | NOHTA | 11 KV BAMORI AG | Bandar Kola | DHANSHING PAL VALA | 25 KVA | 538
12171 | Damoh | Damoh South | Nohta | NOHTA | 11 KV BAMORI AG | Bandar Kola | JHHUNNI AHIRWAL VALA | 25 KVA | 536
12172 | Damoh | Damoh South | Nohta | NOHTA | 11 KV BAMORI AG | Bandar Kola | JAGAT VALA | 25 KVA | 535
12173 | Damoh | Damoh South | Nohta | NOHTA | 11 KV BAMORI AG | Bandar Kola | SHUBHASH JAIN VALA | 25 KVA | 524
12174 | Damoh | Damoh South | Nohta | NOHTA | 11 KV BAMORI AG | Bandar Kola | JAMUNIYA HAR 2 | 25 KVA | 522
12175 | Damoh | Damoh South | Nohta | NOHTA | 11 KV BAMORI AG | Bandar Kola | JAMUNIYA HAR | 25 KVA | 518
12176 | Damoh | Damoh South | Nohta | NOHTA | 11 KV BAMORI AG | Bandar Kola | UJYAR ADIWASI VALA | 25 KVA | 512
12177 | Damoh | Damoh South | Nohta | NOHTA | 11 KV BAMORI AG | Bandar Kola | RAJPOOT VALA | 25 KVA | 510
12178 | Damoh | Damoh South | Nohta | NOHTA | 11 KV BAMORI AG | Bandar Kola | PANCHAM DARWARY | 25 KVA | 506
12179 | Damoh | Damoh South | Nohta | NOHTA | 11 KV BAMORI AG | Bandar Kola | KISOR VALA | 25 KVA | 499
12180 | Damoh | Damoh South | Nohta | NOHTA | 11 KV BAMORI AG | Jamuniya Sultan | PATI HAR .3 | 25 KVA | 495
12181 | Damoh | Damoh South | Nohta | NOHTA | 11 KV BAMORI AG | Jamuniya Sultan | TALAB KE PAS VALA | 25 KVA | 491
12182 | Damoh | Damoh South | Nohta | NOHTA | 11 KV BAMORI AG | Jamuniya Sultan | PATY HAR2 | 25 KVA | 488
12183 | Damoh | Damoh South | Nohta | NOHTA | 11 KV BAMORI AG | Jamuniya Sultan | PATY HAR NAHAR VALA | 25 KVA | 484
12184 | Damoh | Damoh South | Nohta | NOHTA | 11 KV BAMORI AG | Jamuniya Sultan | W/W PATY | 25 KVA | 480
12185 | Damoh | Damoh South | Nohta | NOHTA | 11 KV BAMORI AG | Jamuniya Sultan | SEN VALA | 25 KVA | 479
12186 | Damoh | Damoh South | Nohta | NOHTA | 11 KV BAMORI AG | Jamuniya Sultan | JIYOTY BAI VALA | 25 KVA | 478
12187 | Damoh | Damoh South | Nohta | NOHTA | 11 KV BAMORI AG | Jamuniya Sultan | PATY HAR MEN VALA | 100 KVA | 472
12188 | Damoh | Damoh South | Nohta | NOHTA | 11 KV BAMORI AG | Baheriya | KHERATY VALA | 25 KVA | 461
12189 | Damoh | Damoh South | Nohta | NOHTA | 11 KV BAMORI AG | Baheriya | LAKHNI HAR VALA | 25 KVA | 458
12190 | Damoh | Damoh South | Nohta | NOHTA | 11 KV BAMORI AG | Baheriya | JALAM GADESH VALA | 25 KVA | 454
12191 | Damoh | Damoh South | Nohta | NOHTA | 11 KV BAMORI AG | Lakhni | BADGUWA HAR VALA | 25 KVA | 437
12192 | Damoh | Damoh South | Nohta | NOHTA | 11 KV BAMORI AG | Lakhni | NIRAPAT VALA | 25 KVA | 433
12193 | Damoh | Damoh South | Nohta | NOHTA | 11 KV BAMORI AG | Lakhni | BADGUWA HAR VALA 2 | 63 KVA | 431
12194 | Damoh | Damoh South | Nohta | NOHTA | 11 KV BAMORI AG | Lakhni | KELASH VALA | 25 KVA | 429
12195 | Damoh | Damoh South | Nohta | NOHTA | 11 KV BAMORI AG | Badguwan | KAMLESH VALA | 25 KVA | 421
12196 | Damoh | Damoh South | Nohta | NOHTA | 11 KV BAMORI AG | Badguwan | UTTAM VALA | 25 KVA | 419
12197 | Damoh | Damoh South | Nohta | NOHTA | 11 KV BAMORI AG | Badguwan | JAGAT VALA | 25 KVA | 413
12198 | Damoh | Damoh South | Nohta | NOHTA | 11 KV BAMORI AG | Badguwan | KANI VALA | 25 KVA | 401
12199 | Damoh | Damoh South | Nohta | NOHTA | 11 KV BAMORI AG | Badguwan | DHANNI VALA | 25 KVA | 399
12200 | Damoh | Damoh South | Nohta | NOHTA | 11 KV BAMORI AG | Badguwan | PRITIPAL VALA | 25 KVA | 393
12201 | Damoh | Damoh South | Nohta | NOHTA | 11 KV BAMORI AG | Badguwan | KAMLESH VALA | 25 KVA | 378
12202 | Damoh | Damoh South | Nohta | NOHTA | 11 KV BAMORI AG | Majguwanmangarh | NALA KE PAS VALA | 25 KVA | 371
12203 | Damoh | Damoh South | Nohta | NOHTA | 11 KV BAMORI AG | Majguwanmangarh | MILAN MISRA 2 | 25 KVA | 364
12204 | Damoh | Damoh South | Nohta | NOHTA | 11 KV BAMORI AG | Hinoti Ajam | ARCHNA BAII VALA | 25 KVA | 353
12205 | Damoh | Damoh South | Nohta | NOHTA | 11 KV BAMORI AG | Lakhni | MUNII VALA | 25 KVA | 315
12206 | Damoh | Damoh South | Nohta | NOHTA | 11 KV BAMORI AG | Lakhni | HARIRAM VALA | 25 KVA | 310
12207 | Damoh | Damoh South | Nohta | NOHTA | 11 KV BAMORI AG | Simri Jalam | HYRAM CHODARY VALA | 25 KVA | 283
12208 | Damoh | Damoh South | Nohta | NOHTA | 11 KV BAMORI AG | Chopra Choubisa | GANGARAM VALA | 25 KVA | 274
12209 | Damoh | Damoh South | Nohta | NOHTA | 11 KV BAMORI AG | Chopra Choubisa | DARMENDARA VALA | 25 KVA | 269
12210 | Damoh | Damoh South | Nohta | NOHTA | 11 KV BAMORI AG | Chopra Choubisa | GHOSI VALA | 25 KVA | 268
12211 | Damoh | Damoh South | Nohta | NOHTA | 11 KV BAMORI AG | Chopra Choubisa | SAHAB VADAV | 25 KVA | 263
12212 | Damoh | Damoh South | Nohta | NOHTA | 11 KV BAMORI AG | Chopra Choubisa | DHANNI VALA | 25 KVA | 262
12213 | Damoh | Damoh South | Nohta | NOHTA | 11 KV BAMORI AG | Chopra Choubisa | DARMENDARA VALA | 25 KVA | 258
12214 | Damoh | Damoh South | Nohta | NOHTA | 11 KV BAMORI AG | Chopra Choubisa | DOLAT RAI VALA | 25 KVA | 250
12215 | Damoh | Damoh South | Nohta | NOHTA | 11 KV BAMORI AG | Simri Jalam | SAHAB SHING VALA | 25 KVA | 245
12216 | Damoh | Damoh South | Nohta | NOHTA | 11 KV BAMORI AG | Simri Jalam | PIYARE LAL | 25 KVA | 243
12217 | Damoh | Damoh South | Nohta | NOHTA | 11 KV BAMORI AG | Simri Jalam | RAJKUMAR VALA | 25 KVA | 240
12218 | Damoh | Damoh South | Nohta | NOHTA | 11 KV BAMORI AG | Simri Jalam | KARAN SHING VALA | 25 KVA | 216
12219 | Damoh | Damoh South | Nohta | NOHTA | 11 KV BAMORI AG | Dumar | CHPRA HAR VALA | 25 KVA | 213
12220 | Damoh | Damoh South | Nohta | NOHTA | 11 KV BAMORI AG | Simri Jalam | CHANDRBHAN SHING VALA | 25 KVA | 211
12221 | Damoh | Damoh South | Nohta | NOHTA | 11 KV BAMORI AG | Simri Jalam | USHA BAI VALA | 25 KVA | 210
12222 | Damoh | Damoh South | Nohta | NOHTA | 11 KV BAMORI AG | Simri Jalam | JEERA BAII VALA | 25 KVA | 207
12223 | Damoh | Damoh South | Nohta | NOHTA | 11 KV BAMORI AG | Simri Jalam | SIMRY HAR VALA | 25 KVA | 200
12224 | Damoh | Damoh South | Nohta | NOHTA | 11 KV BAMORI AG | Simri Jalam | CHPRA W/W | 25 KVA | 192
12225 | Damoh | Damoh South | Nohta | NOHTA | 11 KV BAMORI AG | Pipariya Nandlal | MUTHIYA VALA | 25 KVA | 60
12226 | Damoh | Damoh South | Nohta | NOHTA | 11 KV BAMORI AG | Pipariya Nandlal | HARDUA HAR 2 | 25 KVA | 54
12227 | Damoh | Damoh South | Nohta | NOHTA | 11 KV BAMORI AG | Pipariya Nandlal | HARDUA HAR MEN | 100 KVA | 51
12228 | Damoh | Damoh South | Nohta | NOHTA | 11 KV BAMORI AG | Chilod | SHIMRY HAR VALA | 25 KVA | 712
12229 | Damoh | Damoh South | Nohta | NOHTA | 11 KV BAMORI AG | Chilod | HARISHING VALA | 25 KVA | 716
12230 | Damoh | Damoh South | Nohta | NOHTA | 11 KV BAMORI AG | Chilod | PIRMILA JAIN VALA | 25 KVA | 731
12231 | Damoh | Damoh South | Nohta | NOHTA | 11 KV BAMORI AG | Lakhni | HENOTI HAR | 25 KVA | 760
12232 | Damoh | Damoh South | Nohta | NOHTA | 11 KV BAMORI AG | Lakhni | VISKARMA VALA | 25 KVA | 764
12233 | Damoh | Damoh South | Nohta | NOHTA | 11 KV BAMORI AG | Lakhni | FAREED MASAB VALA | 63 KVA | 768
12234 | Damoh | Damoh South | Nohta | NOHTA | 11 KV BAMORI AG | Pati Maharaj Singh | PODI NAHAR VALA | 25 KVA | 782
12235 | Damoh | Damoh South | Nohta | NOHTA | 11 KV BAMORI AG | Pati Maharaj Singh | PODI HAR | 25 KVA | 783
12236 | Damoh | Damoh South | Nohta | NOHTA | 11 KV BAMORI AG | Dumar | NIRPAT SHING VALA | 63 KVA | 790
12237 | Damoh | Damoh South | Nohta | NOHTA | 11 KV BAMORI AG | Dumar | PODI HAR 2 | 25 KVA | 795
12238 | Damoh | Damoh South | Nohta | NOHTA | 11 KV BAMORI AG | Dumar | USHA BAI VALA | 25 KVA | 797
12239 | Damoh | Damoh South | Jabera | NOHTA | 11 KV KALEHRA DL | Pipariya Nandlal | JAIN MANDIR WALA | 25 KVA | 181
12240 | Damoh | Damoh South | Jabera | NOHTA | 11 KV KALEHRA DL | Pipariya Nandlal | HARIJAN BASTY VALA | 25 KVA | 180
12241 | Damoh | Damoh South | Jabera | NOHTA | 11 KV KALEHRA DL | Pipariya Nandlal | MEN BASTI VALA | 25 KVA | 179
12242 | Damoh | Damoh South | Jabera | NOHTA | 11 KV KALEHRA DL | Pipariya Nandlal | KALONI VALA | 25 KVA | 177
12243 | Damoh | Damoh South | Jabera | NOHTA | 11 KV KALEHRA DL | Pipariya Nandlal | TALAB KE PAS VALA | 63 KVA | 174
12244 | Damoh | Damoh South | Jabera | NOHTA | 11 KV KALEHRA DL | Pipariya Nandlal | BASTI WALA | 100 KVA | 165
12245 | Damoh | Damoh South | Jabera | NOHTA | 11 KV KALEHRA DL | Pipariya Nandlal | BASTI WALA | 25 KVA | 163
12246 | Damoh | Damoh South | Jabera | NOHTA | 11 KV KALEHRA DL | Pipariya Nandlal | SAHAB SHING VALA | 25 KVA | 160
12247 | Damoh | Damoh South | Jabera | NOHTA | 11 KV KALEHRA DL | NO VILLAGE FOUND | BASTI WALA | 25 KVA | 143
12248 | Damoh | Damoh South | Jabera | NOHTA | 11 KV KALEHRA DL | Rohni | MANDIR WALA | 25 KVA | 140
12249 | Damoh | Damoh South | Jabera | NOHTA | 11 KV KALEHRA DL | NO VILLAGE FOUND | BASTI WALA | 25 KVA | 128
12250 | Damoh | Damoh South | Jabera | NOHTA | 11 KV KALEHRA DL | Rohni | SOCIETY WALA | 100 KVA | 116
12251 | Damoh | Damoh South | Jabera | NOHTA | 11 KV KALEHRA DL | Rohni | TEK WALA | 25 KVA | 115
12252 | Damoh | Damoh South | Jabera | NOHTA | 11 KV KALEHRA DL | Rohni | RAJJAN VALA | 25 KVA | 106
12253 | Damoh | Damoh South | Jabera | NOHTA | 11 KV KALEHRA DL | Khamariya Maujilal | MEN BASTI VALA | 25 KVA | 96
12254 | Damoh | Damoh South | Jabera | NOHTA | 11 KV KALEHRA DL | Khamariya Maujilal | BASTI WALA | 100 KVA | 95
12255 | Damoh | Damoh South | Jabera | NOHTA | 11 KV KALEHRA DL | Khamariya Maujilal | HARIJAN BASTY VALA | 25 KVA | 92
12256 | Damoh | Damoh South | Jabera | NOHTA | 11 KV KALEHRA DL | Khamariya Maujilal | KALONI VALA | 25 KVA | 90
12257 | Damoh | Damoh South | Jabera | NOHTA | 11 KV KALEHRA DL | Nohti | CHOTI DEVRI WALA | 25 KVA | 88
12258 | Damoh | Damoh South | Jabera | NOHTA | 11 KV KALEHRA DL | Nohti | KALONI VALA | 25 KVA | 81
12259 | Damoh | Damoh South | Jabera | NOHTA | 11 KV KALEHRA DL | Khamariya Maujilal | EIDGAAH WALA | 25 KVA | 63
12260 | Damoh | Damoh South | Jabera | NOHTA | 11 KV KALEHRA DL | Pipariya Nandlal | SHCOOL VALA | 25 KVA | 189
12261 | Damoh | Damoh South | Jabera | NOHTA | 11 KV KALEHRA DL | Pipariya Nandlal | PANCHAYAT WALA | 25 KVA | 191
12262 | Damoh | Damoh South | Jabera | NOHTA | 11 KV KALEHRA DL | Pipariya Nandlal | KALONI VALA | 25 KVA | 192
12263 | Damoh | Damoh South | Jabera | NOHTA | 11 KV KALEHRA DL | Pipariya Nandlal | MANDIR WALA | 25 KVA | 196
12264 | Damoh | Damoh South | Jabera | NOHTA | 11 KV KALEHRA DL | Pipariya Nandlal | MANDIR KE PEECHE WALA | 25 KVA | 197
12265 | Damoh | Damoh South | Jabera | NOHTA | 11 KV KALEHRA DL | Pipariya Nandlal | HARIJAN MOHALLA WALA | 25 KVA | 199
12266 | Damoh | Damoh South | Jabera | NOHTA | 11 KV KALEHRA AG | Bijora | JAGAT VALA | 25 KVA | 368
12267 | Damoh | Damoh South | Jabera | NOHTA | 11 KV KALEHRA AG | Bijora | HINOTI HAR VALA | 100 KVA | 365
12268 | Damoh | Damoh South | Jabera | NOHTA | 11 KV KALEHRA AG | Bijora | NIHTI R | 25 KVA | 364
12269 | Damoh | Damoh South | Jabera | NOHTA | 11 KV KALEHRA AG | Rohni | NAHAR VALA | 25 KVA | 361
12270 | Damoh | Damoh South | Jabera | NOHTA | 11 KV KALEHRA AG | Rohni | THHAMAN VALA | 25 KVA | 326
12271 | Damoh | Damoh South | Jabera | NOHTA | 11 KV KALEHRA AG | Pipariya Nandlal | DHANNU VALA | 25 KVA | 311
12272 | Damoh | Damoh South | Jabera | NOHTA | 11 KV KALEHRA AG | Pipariya Nandlal | DOLAT RAI VALA | 25 KVA | 310
12273 | Damoh | Damoh South | Jabera | NOHTA | 11 KV KALEHRA AG | Pipariya Nandlal | SHIVAAM VALA | 25 KVA | 292
12274 | Damoh | Damoh South | Jabera | NOHTA | 11 KV KALEHRA AG | Nohti | SAHAB VADAV | 25 KVA | 257
12275 | Damoh | Damoh South | Jabera | NOHTA | 11 KV KALEHRA AG | Dunaw | NOHTI HAR VALA | 100 KVA | 233
12276 | Damoh | Damoh South | Jabera | NOHTA | 11 KV KALEHRA AG | Dunaw | BALKHANDI VALA | 25 KVA | 232
12277 | Damoh | Damoh South | Jabera | NOHTA | 11 KV KALEHRA AG | Dunaw | HIRA BAI VALA | 25 KVA | 229
12278 | Damoh | Damoh South | Jabera | NOHTA | 11 KV KALEHRA AG | Dunaw | KALONI VALA | 25 KVA | 221
12279 | Damoh | Damoh South | Jabera | NOHTA | 11 KV KALEHRA AG | Bhaiskhar | ROHNI NADI VALA | 25 KVA | 372
12280 | Damoh | Damoh South | Jabera | NOHTA | 11 KV KALEHRA AG | Bijora | ROHNI KACHHWARA VALA | 25 KVA | 375
12281 | Damoh | Damoh South | Nohta | NOHTA | 11 KV NOHATA TOWN DL | NO VILLAGE FOUND | BASTI WALA | 25 KVA | 749
12282 | Damoh | Damoh South | Nohta | NOHTA | 11 KV NOHATA TOWN DL | Gopalpura | PATI BASTI MEN VALA | 63 KVA | 747
12283 | Damoh | Damoh South | Nohta | NOHTA | 11 KV NOHATA TOWN DL | Kewlari | GHAGNRI KALONI VALA | 25 KVA | 732
12284 | Damoh | Damoh South | Nohta | NOHTA | 11 KV NOHATA TOWN DL | Kewlari | SAHU VALA | 25 KVA | 730
12285 | Damoh | Damoh South | Nohta | NOHTA | 11 KV NOHATA TOWN DL | NO VILLAGE FOUND | BASTI WALA | 25 KVA | 728
12286 | Damoh | Damoh South | Nohta | NOHTA | 11 KV NOHATA TOWN DL | Kewlari | RELIENC TAWAR | 25 KVA | 724
12287 | Damoh | Damoh South | Nohta | NOHTA | 11 KV NOHATA TOWN DL | Kewlari | GHANGRI MEN BASTI VALA | 100 KVA | 711
12288 | Damoh | Damoh South | Nohta | NOHTA | 11 KV NOHATA TOWN DL | NO VILLAGE FOUND | GAON WALA | 25 KVA | 710
12289 | Damoh | Damoh South | Nohta | NOHTA | 11 KV NOHATA TOWN DL | Rampura | DHABA KE PASS | 25 KVA | 709
12290 | Damoh | Damoh South | Nohta | NOHTA | 11 KV NOHATA TOWN DL | Rampura | RAI MOHALLA | 100 KVA | 699
12291 | Damoh | Damoh South | Nohta | NOHTA | 11 KV NOHATA TOWN DL | Rampura | BIDI DUKAN | 25 KVA | 695
12292 | Damoh | Damoh South | Nohta | NOHTA | 11 KV NOHATA TOWN DL | Rampura | ITI NOHATA | 100 KVA | 689
12293 | Damoh | Damoh South | Nohta | NOHTA | 11 KV NOHATA TOWN DL | Rampura | ITI KE PICHHE | 25 KVA | 686
12294 | Damoh | Damoh South | Nohta | NOHTA | 11 KV NOHATA TOWN DL | NO VILLAGE FOUND | BASTI WALA | 25 KVA | 679
12295 | Damoh | Damoh South | Nohta | NOHTA | 11 KV NOHATA TOWN DL | Rampura | AADISHAWARGIRI WALA | 25 KVA | 678
12296 | Damoh | Damoh South | Nohta | NOHTA | 11 KV NOHATA TOWN DL | Rampura | JAMEEL WALA | 100 KVA | 672
12297 | Damoh | Damoh South | Nohta | NOHTA | 11 KV NOHATA TOWN DL | NO VILLAGE FOUND | GAON WALA | 25 KVA | 671
12298 | Damoh | Damoh South | Nohta | NOHTA | 11 KV NOHATA TOWN DL | Rampura | NIJAM VALA | 25 KVA | 664
12299 | Damoh | Damoh South | Nohta | NOHTA | 11 KV NOHATA TOWN DL | NO VILLAGE FOUND | BASTI WALA | 25 KVA | 663
12300 | Damoh | Damoh South | Nohta | NOHTA | 11 KV NOHATA TOWN DL | Dunaw | KASIM VALA | 63 KVA | 659
12301 | Damoh | Damoh South | Nohta | NOHTA | 11 KV NOHATA TOWN DL | Dunaw | POLE FACTORY | 100 KVA | 654
12302 | Damoh | Damoh South | Nohta | NOHTA | 11 KV NOHATA TOWN DL | NO VILLAGE FOUND | BASTI WALA | 63 KVA | 650
12303 | Damoh | Damoh South | Nohta | NOHTA | 11 KV NOHATA TOWN DL | Kewlari | THHAN SHING VALA | 25 KVA | 619
12304 | Damoh | Damoh South | Nohta | NOHTA | 11 KV NOHATA TOWN DL | Nohta | MAGAL SHING VALA | 25 KVA | 614
12305 | Damoh | Damoh South | Nohta | NOHTA | 11 KV NOHATA TOWN DL | Pati Ghanghari | GADAGHAT KALONI VALA | 25 KVA | 610
12306 | Damoh | Damoh South | Nohta | NOHTA | 11 KV NOHATA TOWN DL | Pati Ghanghari | GADAGHAT MEN BASTI VALA | 100 KVA | 606
12307 | Damoh | Damoh South | Nohta | NOHTA | 11 KV NOHATA TOWN DL | Nohti | PURAN AHIRWAL VALA | 25 KVA | 595
12308 | Damoh | Damoh South | Nohta | NOHTA | 11 KV NOHATA TOWN DL | Nohta | GADAGHAT TAPRIYA | 25 KVA | 583
12309 | Damoh | Damoh South | Nohta | NOHTA | 11 KV NOHATA TOWN DL | Nohta | NATHHTHHU VALA | 63 KVA | 576
12310 | Damoh | Damoh South | Nohta | NOHTA | 11 KV NOHATA TOWN DL | Nohta | BHUPESH SONI VALA | 25 KVA | 557
12311 | Damoh | Damoh South | Nohta | NOHTA | 11 KV NOHATA TOWN DL | Gopalpura | SUNDA TAPRIYA | 100 KVA | 547
12312 | Damoh | Damoh South | Nohta | NOHTA | 11 KV NOHATA TOWN DL | Gopalpura | DAMANIYA NALA | 100 KVA | 537
12313 | Damoh | Damoh South | Nohta | NOHTA | 11 KV NOHATA TOWN DL | Jhinna | HABEEB VALA TARI | 25 KVA | 528
12314 | Damoh | Damoh South | Nohta | NOHTA | 11 KV NOHATA TOWN DL | Jhinna | SHCOOL VALA | 25 KVA | 526
12315 | Damoh | Damoh South | Nohta | NOHTA | 11 KV NOHATA TOWN DL | Jhinna | HALLU VALA TARI MOHALLA | 25 KVA | 521
12316 | Damoh | Damoh South | Nohta | NOHTA | 11 KV NOHATA TOWN DL | Jhinna | TARI MOHALL | 25 KVA | 509
12317 | Damoh | Damoh South | Nohta | NOHTA | 11 KV NOHATA TOWN DL | Jhinna | KTHATALA VALA | 25 KVA | 505
12318 | Damoh | Damoh South | Nohta | NOHTA | 11 KV NOHATA TOWN DL | Jhinna | PATHRIYA MOHALLA | 100 KVA | 497
12319 | Damoh | Damoh South | Nohta | NOHTA | 11 KV NOHATA TOWN DL | Dunaw | POSTOFFICE KE PICHE VALA | 25 KVA | 489
12320 | Damoh | Damoh South | Nohta | NOHTA | 11 KV NOHATA TOWN DL | Dunaw | RELIENC TAWAR | 25 KVA | 485
12321 | Damoh | Damoh South | Nohta | NOHTA | 11 KV NOHATA TOWN DL | Dunaw | AIRTEL TAWAR | 100 KVA | 482
12322 | Damoh | Damoh South | Nohta | NOHTA | 11 KV NOHATA TOWN DL | Dunaw | KALONI VALA 2 | 25 KVA | 480
12323 | Damoh | Damoh South | Nohta | NOHTA | 11 KV NOHATA TOWN DL | Dunaw | NAHAR VALA | 25 KVA | 469
12324 | Damoh | Damoh South | Nohta | NOHTA | 11 KV NOHATA TOWN DL | Dunaw | NOHTI CHANDAN SHING VALA | 63 KVA | 467
12325 | Damoh | Damoh South | Nohta | NOHTA | 11 KV NOHATA TOWN DL | Dunaw | NOHTI KALONI | 25 KVA | 456
12326 | Damoh | Damoh South | Nohta | NOHTA | 11 KV NOHATA TOWN DL | Dunaw | RUPLAL RAJAK VALA | 25 KVA | 454
12327 | Damoh | Damoh South | Nohta | NOHTA | 11 KV NOHATA TOWN DL | Dunaw | MAHESH VALA BIDIKALONI | 25 KVA | 447
12328 | Damoh | Damoh South | Nohta | NOHTA | 11 KV NOHATA TOWN DL | NO VILLAGE FOUND | GAON WALA | 25 KVA | 446
12329 | Damoh | Damoh South | Nohta | NOHTA | 11 KV NOHATA TOWN DL | Dunaw | KALONI VALA | 25 KVA | 445
12330 | Damoh | Damoh South | Nohta | NOHTA | 11 KV NOHATA TOWN DL | Dunaw | NATHH MOHALLA BIDI KALONI | 25 KVA | 443
12331 | Damoh | Damoh South | Nohta | NOHTA | 11 KV NOHATA TOWN DL | Dunaw | GHANDRI ROD DAMODAR VALA | 63 KVA | 434
12332 | Damoh | Damoh South | Nohta | NOHTA | 11 KV NOHATA TOWN DL | Dunaw | GUDDU DAVA KE SAMNE VALA | 25 KVA | 419
12333 | Damoh | Damoh South | Nohta | NOHTA | 11 KV NOHATA TOWN DL | Dunaw | HARIJAN BASTY VALA | 25 KVA | 415
12334 | Damoh | Damoh South | Nohta | NOHTA | 11 KV NOHATA TOWN DL | Dunaw | EID GAH MOHALL VALA | 25 KVA | 411
12335 | Damoh | Damoh South | Nohta | NOHTA | 11 KV NOHATA TOWN DL | NO VILLAGE FOUND | BASTI WALA | 100 KVA | 405
12336 | Damoh | Damoh South | Nohta | NOHTA | 11 KV NOHATA TOWN DL | Dunaw | UJYAR VALA | 25 KVA | 402
12337 | Damoh | Damoh South | Nohta | NOHTA | 11 KV NOHATA TOWN DL | Dunaw | S/S HOHTA KE SAMNE VALA | 200 KVA | 398
12338 | Damoh | Damoh South | Nohta | NOHTA | 11 KV NOHATA TOWN DL | Dunaw | PAROHA JI VALA | 200 KVA | 395
12339 | Damoh | Damoh South | Nohta | NOHTA | 11 KV NOHATA TOWN DL | Dunaw | S/S NOHTA KE PICHE VALA | 100 KVA | 394
12340 | Damoh | Damoh South | Nohta | NOHTA | 11 KV NOHATA TOWN DL | Gopalpura | KERO BASTI VALA | 25 KVA | 776
12341 | Damoh | Damoh South | Nohta | NOHTA | 11 KV NOHATA TOWN DL | Datla | TARI VALA | 25 KVA | 794
12342 | Damoh | Damoh South | Nohta | NOHTA | 11 KV NOHATA TOWN DL | NO VILLAGE FOUND | GAON WALA | 200 KVA | 795
12343 | Damoh | Damoh South | Nohta | NOHTA | 11 KV NOHATA TOWN DL | NO VILLAGE FOUND | GAON WALA | 100 KVA | 798
12344 | Damoh | Damoh South | Nohta | NOHTA | 11 KV NOHATA TOWN DL | NO VILLAGE FOUND | BASTI WALA | 25 KVA | 799
12345 | Damoh | Damoh South | Tejgarh | NOHTA | 11 KV TEJGARH AG | Arthkheda | NADHI KE PASS | 100 KVA | 899
12346 | Damoh | Damoh South | Tejgarh | NOHTA | 11 KV TEJGARH AG | Rohni | NADHI KE PASS | 25 KVA | 883
12347 | Damoh | Damoh South | Tejgarh | NOHTA | 11 KV TEJGARH AG | Jujhar Ghat | NADHI KE PASS | 63 KVA | 870
12348 | Damoh | Damoh South | Tejgarh | NOHTA | 11 KV TEJGARH AG | Amtara | SARPANCH KE KHET PASS | 25 KVA | 847
12349 | Damoh | Damoh South | Tejgarh | NOHTA | 11 KV TEJGARH AG | Hathri | NALA KE PASS | 25 KVA | 837
12350 | Damoh | Damoh South | Tejgarh | NOHTA | 11 KV TEJGARH AG | Hathri | AMTRA HAR ME | 25 KVA | 835
12351 | Damoh | Damoh South | Tejgarh | NOHTA | 11 KV TEJGARH AG | Amtara | MAIN ROAD KE PASS | 25 KVA | 805
12352 | Damoh | Damoh South | Tejgarh | NOHTA | 11 KV TEJGARH AG | Barkhera | NALA KE PASS | 25 KVA | 797
12353 | Damoh | Damoh South | Tejgarh | NOHTA | 11 KV TEJGARH AG | Barkhera | GUDA HAR ME | 25 KVA | 791
12354 | Damoh | Damoh South | Tejgarh | NOHTA | 11 KV TEJGARH AG | Amtara | ROAD KE PASS | 25 KVA | 773
12355 | Damoh | Damoh South | Tejgarh | NOHTA | 11 KV TEJGARH AG | Amtara | TORIYA KE PASS | 25 KVA | 767
12356 | Damoh | Damoh South | Tejgarh | NOHTA | 11 KV TEJGARH AG | Bija Dongri | NALA KE PASS | 25 KVA | 746
12357 | Damoh | Damoh South | Tejgarh | NOHTA | 11 KV TEJGARH AG | Patna Durg | GAJNDRA SINGH KE KHET PASS | 25 KVA | 742
12358 | Damoh | Damoh South | Tejgarh | NOHTA | 11 KV TEJGARH AG | Patna Durg | BHOPAT KE KHET PASS | 25 KVA | 739
12359 | Damoh | Damoh South | Tejgarh | NOHTA | 11 KV TEJGARH AG | Patna Durg | DUANV HAR ME | 25 KVA | 732
12360 | Damoh | Damoh South | Tejgarh | NOHTA | 11 KV TEJGARH AG | Khamariya Maujilal | GAJANDRA KE KUAA KE PASS | 100 KVA | 724
12361 | Damoh | Damoh South | Tejgarh | NOHTA | 11 KV TEJGARH AG | Khamariya Maujilal | ROAD KE PASS | 25 KVA | 721
12362 | Damoh | Damoh South | Tejgarh | NOHTA | 11 KV TEJGARH AG | Bhaiskhar | SARPANCH W/W BIJORA | 100 KVA | 714
12363 | Damoh | Damoh South | Tejgarh | NOHTA | 11 KV TEJGARH AG | Bhaiskhar | SARPANCH KE KHET PASS | 25 KVA | 703
12364 | Damoh | Damoh South | Tejgarh | NOHTA | 11 KV TEJGARH AG | Patna Durg | DUNAV HAR KE PASS | 25 KVA | 686
12365 | Damoh | Damoh South | Tejgarh | NOHTA | 11 KV TEJGARH AG | Bija Dongri | BASTI KE PASSW/W | 100 KVA | 676
12366 | Damoh | Damoh South | Tejgarh | NOHTA | 11 KV TEJGARH AG | Bija Dongri | PANCHAM KE KHET PASS | 25 KVA | 671
12367 | Damoh | Damoh South | Tejgarh | NOHTA | 11 KV TEJGARH AG | Bija Dongri | MANDIR KE AAGE | 25 KVA | 659
12368 | Damoh | Damoh South | Tejgarh | NOHTA | 11 KV TEJGARH AG | Mudari | NALA KE PASS | 25 KVA | 649
12369 | Damoh | Damoh South | Tejgarh | NOHTA | 11 KV TEJGARH AG | Mudari | KHAMRIYA HAR ME | 25 KVA | 642
12370 | Damoh | Damoh South | Tejgarh | NOHTA | 11 KV TEJGARH AG | Mudari | KHAMARIYA KE PASS | 25 KVA | 630
12371 | Damoh | Damoh South | Tejgarh | NOHTA | 11 KV TEJGARH AG | Mudari | DAMOH ROAD KE PASS | 25 KVA | 629
12372 | Damoh | Damoh South | Tejgarh | NOHTA | 11 KV TEJGARH AG | Kaniyaghat Pati | NADHI KE PASS RAJGHAT | 100 KVA | 626
12373 | Damoh | Damoh South | Tejgarh | NOHTA | 11 KV TEJGARH AG | Mudari | DUNAH HAR | 25 KVA | 613
12374 | Damoh | Damoh South | Tejgarh | NOHTA | 11 KV TEJGARH AG | Rampura | NALA KE PASS | 25 KVA | 607
12375 | Damoh | Damoh South | Tejgarh | NOHTA | 11 KV TEJGARH AG | Rampura | PRAM KE KHET PASS | 25 KVA | 605
12376 | Damoh | Damoh South | Tejgarh | NOHTA | 11 KV TEJGARH AG | Rampura | GAJANDRA KE KHET PASS | 25 KVA | 604
12377 | Damoh | Damoh South | Tejgarh | NOHTA | 11 KV TEJGARH AG | Rampura | NALA KE PASS | 25 KVA | 603
12378 | Damoh | Damoh South | Tejgarh | NOHTA | 11 KV TEJGARH AG | Rampura | DUNAV HAR | 63 KVA | 597
12379 | Damoh | Damoh South | Tejgarh | NOHTA | 11 KV TEJGARH AG | Mudari | DUNAV HAR ME | 25 KVA | 595
12380 | Damoh | Damoh South | Tejgarh | NOHTA | 11 KV TEJGARH AG | Arthkheda | DINARI NADHI KE PASS | 25 KVA | 917
12381 | Damoh | Damoh South | Tejgarh | NOHTA | 11 KV TEJGARH AG | Arthkheda | NALA KE PASS | 25 KVA | 919
12382 | Damoh | Damoh South | Tejgarh | NOHTA | 11 KV TEJGARH AG | NO VILLAGE FOUND | DTR NOT TAGGED | 25 KVA | 920
12383 | Damoh | Damoh South | Tejgarh | NOHTA | 11 KV TEJGARH AG | NO VILLAGE FOUND | DTR NOT TAGGED | 25 KVA | 927
12384 | Damoh | Damoh South | Tejgarh | NOHTA | 11 KV TEJGARH AG | NO VILLAGE FOUND | DTR NOT TAGGED | 25 KVA | 930
12385 | Damoh | Damoh South | Tejgarh | NOHTA | 11 KV TEJGARH AG | NO VILLAGE FOUND | DTR NOT TAGGED | 25 KVA | 942
12386 | Damoh | Damoh South | Tejgarh | NOHTA | 11 KV TEJGARH AG | NO VILLAGE FOUND | DTR NOT TAGGED | 25 KVA | 956
12387 | Damoh | Damoh South | Tejgarh | NOHTA | 11 KV TEJGARH AG | NO VILLAGE FOUND | DTR NOT TAGGED | 100 KVA | 965
12388 | Damoh | Damoh South | Tejgarh | NOHTA | 11 KV TEJGARH AG | NO VILLAGE FOUND | DTR NOT TAGGED | 100 KVA | 975
12389 | Damoh | Damoh South | Tejgarh | NOHTA | 11 KV TEJGARH AG | NO VILLAGE FOUND | DTR NOT TAGGED | 63 KVA | 981
12390 | Damoh | Damoh South | Tejgarh | NOHTA | 11 KV TEJGARH AG | NO VILLAGE FOUND | DTR NOT TAGGED | 63 KVA | 988
12391 | Damoh | Damoh South | Tejgarh | NOHTA | 11 KV TEJGARH DL | Dasonda | KHAN MOHALLA | 25 KVA | 3768
12392 | Damoh | Damoh South | Tejgarh | NOHTA | 11 KV TEJGARH DL | Jujhar Ghat | PUL KE PASS | 25 KVA | 3752
12393 | Damoh | Damoh South | Tejgarh | NOHTA | 11 KV TEJGARH DL | Jujhar Ghat | KHAN KE KHET PASS | 25 KVA | 3742
12394 | Damoh | Damoh South | Tejgarh | NOHTA | 11 KV TEJGARH DL | Jujhar Ghat | NADHI KE PASS | 25 KVA | 3728
12395 | Damoh | Damoh South | Tejgarh | NOHTA | 11 KV TEJGARH DL | Bijora | TORIYA KE PASS | 63 KVA | 3723
12396 | Damoh | Damoh South | Tejgarh | NOHTA | 11 KV TEJGARH DL | Jujhar Ghat | NALA KE PASS | 25 KVA | 3713
12397 | Damoh | Damoh South | Tejgarh | NOHTA | 11 KV TEJGARH DL | Amtara | MAIN KULUWA ROAD KE PASS | 25 KVA | 3702
12398 | Damoh | Damoh South | Tejgarh | NOHTA | 11 KV TEJGARH DL | Amtara | HARIJAN MOHALLA KE PASS | 25 KVA | 3701
12399 | Damoh | Damoh South | Tejgarh | NOHTA | 11 KV TEJGARH DL | Amtara | TOWER KE PASS | 25 KVA | 3687
12400 | Damoh | Damoh South | Tejgarh | NOHTA | 11 KV TEJGARH DL | Amtara | SARPANCH W/W | 25 KVA | 3685
12401 | Damoh | Damoh South | Tejgarh | NOHTA | 11 KV TEJGARH DL | Jaruwa Guda | SCHOOL KE PASS | 25 KVA | 3666
12402 | Damoh | Damoh South | Tejgarh | NOHTA | 11 KV TEJGARH DL | Barkhera | MAIN BASTI KE PASS | 25 KVA | 3664
12403 | Damoh | Damoh South | Tejgarh | NOHTA | 11 KV TEJGARH DL | Barkhera | DUWAN KE GHAR KE PASS | 25 KVA | 3661
12404 | Damoh | Damoh South | Tejgarh | NOHTA | 11 KV TEJGARH DL | Jaruwa Guda | MANI BASTI KE PASS | 100 KVA | 3656
12405 | Damoh | Damoh South | Tejgarh | NOHTA | 11 KV TEJGARH DL | Barakhar | GRAM PANCHAYAT KE PASS | 25 KVA | 3621
12406 | Damoh | Damoh South | Tejgarh | NOHTA | 11 KV TEJGARH DL | Barakhar | MANI BASTI KE PASS | 25 KVA | 3617
12407 | Damoh | Damoh South | Tejgarh | NOHTA | 11 KV TEJGARH DL | Barakhar | MAIN BASTI KE PASS | 25 KVA | 3610
12408 | Damoh | Damoh South | Tejgarh | NOHTA | 11 KV TEJGARH DL | Amtara | TORIYA KE AAGE | 25 KVA | 3601
12409 | Damoh | Damoh South | Tejgarh | NOHTA | 11 KV TEJGARH DL | Amtara | TORIYA KE PASS | 100 KVA | 3598
12410 | Damoh | Damoh South | Tejgarh | NOHTA | 11 KV TEJGARH DL | Amtara | TORIYA KE PASS | 25 KVA | 3597
12411 | Damoh | Damoh South | Tejgarh | NOHTA | 11 KV TEJGARH DL | Amtara | BIJADONGARI HARIJAAN MOHALLA | 25 KVA | 3581
12412 | Damoh | Damoh South | Tejgarh | NOHTA | 11 KV TEJGARH DL | Barkhera | BASTI KE PASS | 25 KVA | 3573
12413 | Damoh | Damoh South | Tejgarh | NOHTA | 11 KV TEJGARH DL | Barkhera | BASTI KE PASS | 63 KVA | 3568
12414 | Damoh | Damoh South | Tejgarh | NOHTA | 11 KV TEJGARH DL | Guda Jarua | HAR WALA DTR | 25 KVA | 3529
12415 | Damoh | Damoh South | Tejgarh | NOHTA | 11 KV TEJGARH DL | Bija Dongri | BIJADONGARI MAIN ROAD | 25 KVA | 3513
12416 | Damoh | Damoh South | Tejgarh | NOHTA | 11 KV TEJGARH DL | Bija Dongri | PATAN BASTI KE PASS | 25 KVA | 3492
12417 | Damoh | Damoh South | Tejgarh | NOHTA | 11 KV TEJGARH DL | Bija Dongri | W/W MUDARI | 25 KVA | 3482
12418 | Damoh | Damoh South | Tejgarh | NOHTA | 11 KV TEJGARH DL | Bija Dongri | PACHAYAT KE PASS | 25 KVA | 3476
12419 | Damoh | Damoh South | Tejgarh | NOHTA | 11 KV TEJGARH DL | Bija Dongri | TORIYA KE UOPAR | 25 KVA | 3473
12420 | Damoh | Damoh South | Tejgarh | NOHTA | 11 KV TEJGARH DL | Bija Dongri | TORIYA KE PASS | 100 KVA | 3469
12421 | Damoh | Damoh South | Tejgarh | NOHTA | 11 KV TEJGARH DL | Mudari | TORIYA KE PASS | 25 KVA | 3453
12422 | Damoh | Damoh South | Tejgarh | NOHTA | 11 KV TEJGARH DL | Kaniyaghat Pati | MAIN ROAD DAMOH RAJGHAT | 25 KVA | 3446
12423 | Damoh | Damoh South | Tejgarh | NOHTA | 11 KV TEJGARH DL | Mudari | W/W KANCHANPURI | 25 KVA | 3427
12424 | Damoh | Damoh South | Tejgarh | NOHTA | 11 KV TEJGARH DL | Mudari | NALA KE PASS | 25 KVA | 3423
12425 | Damoh | Damoh South | Tejgarh | NOHTA | 11 KV TEJGARH DL | Mudari | MANI DAMOH ROAD KE PASS | 25 KVA | 3420
12426 | Damoh | Damoh South | Tejgarh | NOHTA | 11 KV TEJGARH DL | Mudari | DASODI ROAD PAR KHAMARIYA | 25 KVA | 3397
12427 | Damoh | Damoh South | Tejgarh | NOHTA | 11 KV TEJGARH DL | Mudari | DASHODI ROAD PAR | 25 KVA | 3393
12428 | Damoh | Damoh South | Tejgarh | NOHTA | 11 KV TEJGARH DL | Mudari | MANDIR KE PASS | 25 KVA | 3388
12429 | Damoh | Damoh South | Tejgarh | NOHTA | 11 KV TEJGARH DL | Mudari | PULIYA KE PASS | 25 KVA | 3385
12430 | Damoh | Damoh South | Tejgarh | NOHTA | 11 KV TEJGARH DL | Mudari | KHUMAN SINGH KE GAR PASS | 25 KVA | 3383
12431 | Damoh | Damoh South | Tejgarh | NOHTA | 11 KV TEJGARH DL | Mudari | MANI BUS STEND KE PASS | 200 KVA | 3376
12432 | Damoh | Damoh South | Tejgarh | NOHTA | 11 KV TEJGARH DL | Patna Durg | BASTI KE PASS | 25 KVA | 3374
12433 | Damoh | Damoh South | Tejgarh | NOHTA | 11 KV TEJGARH DL | Patna Durg | PRAM SINGH KE GHAR PASS | 63 KVA | 3372
12434 | Damoh | Damoh South | Tejgarh | NOHTA | 11 KV TEJGARH DL | Patna Durg | PRAM SINGH KE GHAR PASS | 25 KVA | 3371
12435 | Damoh | Damoh South | Tejgarh | NOHTA | 11 KV TEJGARH DL | Mudari | TEPING KE PAASS | 25 KVA | 3366
12436 | Damoh | Damoh South | Tejgarh | NOHTA | 11 KV TEJGARH DL | Dunaw | NADHI KJE PASS | 25 KVA | 3334
12437 | Damoh | Damoh South | Tejgarh | NOHTA | 11 KV TEJGARH DL | Dunaw | NADHI KE PASS | 25 KVA | 3327
12438 | Damoh | Damoh South | Tejgarh | NOHTA | 11 KV TEJGARH DL | Rohni | RAHMAN KE GHAR PASS | 25 KVA | 3782
12439 | Damoh | Damoh South | Tejgarh | NOHTA | 11 KV TEJGARH DL | Guda Jarua | NADHI KE PASS | 25 KVA | 3791
12440 | Damoh | Damoh South | Tejgarh | NOHTA | 11 KV TEJGARH DL | Patna Durg | PRAM SINGH KE GAR PASS | 25 KVA | 3793
12441 | Damoh | Damoh South | Tejgarh | NOHTA | 11 KV TEJGARH DL | Patna Durg | TALAB KE PASS KHAMARIYA | 100 KVA | 3795
12442 | Damoh | Damoh South | Tejgarh | NOHTA | 11 KV TEJGARH DL | NO VILLAGE FOUND | DTR NOT TAGGED | 25 KVA | 3800
12443 | Damoh | Damoh South | Tejgarh | NOHTA | 11 KV TEJGARH DL | Patna Durg | HAR WALA | 25 KVA | 3811
12444 | Damoh | Damoh South | Tejgarh | NOHTA | 11 KV TEJGARH DL | Bhaiskhar | PUL KE PASS ROHNI | 100 KVA | 3835
12445 | Damoh | Damoh South | Tejgarh | NOHTA | 11 KV TEJGARH DL | Bhaiskhar | KHAN KE GHAR PASS | 25 KVA | 3841
12446 | Damoh | Damoh South | Tejgarh | NOHTA | 11 KV TEJGARH DL | Bhaiskhar | NADI KE PASS | 25 KVA | 3848
12447 | Damoh | Damoh South | Tejgarh | NOHTA | 11 KV TEJGARH DL | Bhaiskhar | ROHANI MAIN STAND | 25 KVA | 3850
12448 | Damoh | Damoh South | Nohta | SAKHA | 11 KV MOSIPURA MIX | Mousipura | JIO TAWAR VALA | 25 KVA | 407
12449 | Damoh | Damoh South | Nohta | SAKHA | 11 KV MOSIPURA MIX | Mousipura | IDIA TAWAR | 63 KVA | 404
12450 | Damoh | Damoh South | Nohta | SAKHA | 11 KV MOSIPURA MIX | Mousipura | MEN BASTI VALA | 25 KVA | 403
12451 | Damoh | Damoh South | Nohta | SAKHA | 11 KV MOSIPURA MIX | Bamuriya | DHANSRA ROD VALA | 25 KVA | 393
12452 | Damoh | Damoh South | Nohta | SAKHA | 11 KV MOSIPURA MIX | Bamuriya | B.S N.L VALA | 25 KVA | 392
12453 | Damoh | Damoh South | Nohta | SAKHA | 11 KV MOSIPURA MIX | Bamuriya | MEN BASTI VALA | 25 KVA | 389
12454 | Damoh | Damoh South | Nohta | SAKHA | 11 KV MOSIPURA MIX | Bamuriya | RAWSAB KE GHAR KE PAS VALA | 25 KVA | 388
12455 | Damoh | Damoh South | Nohta | SAKHA | 11 KV MOSIPURA MIX | Bamuriya | BHAGWAT KE GHAR KE PAS VALA | 25 KVA | 386
12456 | Damoh | Damoh South | Nohta | SAKHA | 11 KV MOSIPURA MIX | Bamuriya | W/W VALA | 25 KVA | 368
12457 | Damoh | Damoh South | Nohta | SAKHA | 11 KV MOSIPURA MIX | Bamuriya | MEN BASTI VALA | 100 KVA | 362
12458 | Damoh | Damoh South | Nohta | SAKHA | 11 KV MOSIPURA MIX | Pati Bhajiya | SHCOOL VALA | 25 KVA | 347
12459 | Damoh | Damoh South | Nohta | SAKHA | 11 KV MOSIPURA MIX | Pati Bhajiya | ROD VALA | 25 KVA | 345
12460 | Damoh | Damoh South | Nohta | SAKHA | 11 KV MOSIPURA MIX | Pati Bhajiya | REETESH THAKUR VALA | 25 KVA | 342
12461 | Damoh | Damoh South | Nohta | SAKHA | 11 KV MOSIPURA MIX | Pati Bhajiya | NADI KE PAS VALA | 25 KVA | 339
12462 | Damoh | Damoh South | Nohta | SAKHA | 11 KV MOSIPURA MIX | Pati Bhajiya | RAJJAN BANSAL KE GHARR KE PAS | 25 KVA | 337
12463 | Damoh | Damoh South | Nohta | SAKHA | 11 KV MOSIPURA MIX | Nayagaon | W/W VALA | 100 KVA | 314
12464 | Damoh | Damoh South | Nohta | SAKHA | 11 KV MOSIPURA MIX | Pati Bhajiya | HARIJAN BASTY VALA | 25 KVA | 299
12465 | Damoh | Damoh South | Nohta | SAKHA | 11 KV MOSIPURA MIX | Pati Bhajiya | KOMAL AHIRWAL VALA | 25 KVA | 290
12466 | Damoh | Damoh South | Nohta | SAKHA | 11 KV MOSIPURA MIX | Pati Bhajiya | MEN BASTI VALA | 25 KVA | 281
12467 | Damoh | Damoh South | Nohta | SAKHA | 11 KV MOSIPURA MIX | Pati Bhajiya | KALONI VALA | 100 KVA | 274
12468 | Damoh | Damoh South | Nohta | SAKHA | 11 KV MOSIPURA MIX | Salaiya | JANAK RANI VALA | 25 KVA | 216
12469 | Damoh | Damoh South | Nohta | SAKHA | 11 KV MOSIPURA MIX | Salaiya | HARIJAN BASTY VALA | 25 KVA | 206
12470 | Damoh | Damoh South | Nohta | SAKHA | 11 KV MOSIPURA MIX | Bhajiya | PATI KULUWA | 25 KVA | 197
12471 | Damoh | Damoh South | Nohta | SAKHA | 11 KV MOSIPURA MIX | Baheriya | TALAB KE PAS VALI | 25 KVA | 195
12472 | Damoh | Damoh South | Nohta | SAKHA | 11 KV MOSIPURA MIX | Baheriya | KALONI VALA | 25 KVA | 190
12473 | Damoh | Damoh South | Nohta | SAKHA | 11 KV MOSIPURA MIX | Baheriya | KALONI VALA | 25 KVA | 184
12474 | Damoh | Damoh South | Nohta | SAKHA | 11 KV MOSIPURA MIX | Baheriya | MEN BASTI VALA | 25 KVA | 183
12475 | Damoh | Damoh South | Nohta | SAKHA | 11 KV MOSIPURA MIX | Baheriya | SHCOOL VALA | 100 KVA | 180
12476 | Damoh | Damoh South | Nohta | SAKHA | 11 KV MOSIPURA MIX | Baheriya | SHCOOL VALA | 25 KVA | 179
12477 | Damoh | Damoh South | Nohta | SAKHA | 11 KV MOSIPURA MIX | Kuluwa | HARIJAN BASTY VALA | 25 KVA | 167
12478 | Damoh | Damoh South | Nohta | SAKHA | 11 KV MOSIPURA MIX | Kuluwa | KHIRKA KALONI VALA | 25 KVA | 158
12479 | Damoh | Damoh South | Nohta | SAKHA | 11 KV MOSIPURA MIX | Kuluwa | MEN BASTI VALA | 25 KVA | 157
12480 | Damoh | Damoh South | Nohta | SAKHA | 11 KV MOSIPURA MIX | Kuluwa | KHIRKA BASTI VALA | 25 KVA | 155
12481 | Damoh | Damoh South | Nohta | SAKHA | 11 KV MOSIPURA MIX | Kuluwa | LAL SHING VALA | 25 KVA | 151
12482 | Damoh | Damoh South | Nohta | SAKHA | 11 KV MOSIPURA MIX | Kuluwa | RAJJAN KE GHAR KE PAS VALA | 25 KVA | 147
12483 | Damoh | Damoh South | Nohta | SAKHA | 11 KV MOSIPURA MIX | Kuluwa | HARIJAN BASTY VALA | 100 KVA | 132
12484 | Damoh | Damoh South | Nohta | SAKHA | 11 KV MOSIPURA MIX | Kuluwa | BASTI KE PICHHE | 25 KVA | 131
12485 | Damoh | Damoh South | Nohta | SAKHA | 11 KV MOSIPURA MIX | Bhajiya | SHCOOL VALA | 25 KVA | 107
12486 | Damoh | Damoh South | Nohta | SAKHA | 11 KV MOSIPURA MIX | Bhajiya | KALONI VALA | 25 KVA | 99
12487 | Damoh | Damoh South | Nohta | SAKHA | 11 KV MOSIPURA MIX | Bhajiya | CCB BENK VALA | 25 KVA | 92
12488 | Damoh | Damoh South | Nohta | SAKHA | 11 KV MOSIPURA MIX | Bhajiya | SAHU VALA | 25 KVA | 89
12489 | Damoh | Damoh South | Nohta | SAKHA | 11 KV MOSIPURA MIX | Bhajiya | KALONI VALA | 25 KVA | 87
12490 | Damoh | Damoh South | Nohta | SAKHA | 11 KV MOSIPURA MIX | Bhajiya | HAI SCOOLE VALA | 25 KVA | 79
12491 | Damoh | Damoh South | Nohta | SAKHA | 11 KV MOSIPURA MIX | Sakha | MEN BASTI KE PICHHE | 63 KVA | 61
12492 | Damoh | Damoh South | Nohta | SAKHA | 11 KV MOSIPURA MIX | Sakha | W/W VALA | 25 KVA | 56
12493 | Damoh | Damoh South | Nohta | SAKHA | 11 KV MOSIPURA MIX | Sakha | RAMSHING VALA | 25 KVA | 39
12494 | Damoh | Damoh South | Nohta | SAKHA | 11 KV MOSIPURA MIX | Kanepur | JHHUNNI AHIRWAL VALA | 25 KVA | 25
12495 | Damoh | Damoh South | Nohta | SAKHA | 11 KV MOSIPURA MIX | Mousipura | KARY BASI VALAT | 25 KVA | 420
12496 | Damoh | Damoh South | Nohta | SAKHA | 11 KV MOSIPURA MIX | Mousipura | VIRENDARLA VALA | 25 KVA | 426
12497 | Damoh | Damoh South | Nohta | SAKHA | 11 KV MOSIPURA MIX | Ahrora | W/W VALA | 25 KVA | 430
12498 | Damoh | Damoh South | Nohta | SAKHA | 11 KV MOSIPURA MIX | Ahrora | MEN BASTI VALA | 100 KVA | 445
12499 | Damoh | Damoh South | Nohta | SAKHA | 11 KV MOSIPURA MIX | Ahrora | GAV KE BAHR VALA | 25 KVA | 450
12500 | Damoh | Damoh South | Nohta | SAKHA | 11 KV MOSIPURA MIX | Ahrora | SHCOOL VALA | 25 KVA | 460
12501 | Damoh | Damoh South | Nohta | SAKHA | 11 KV MOSIPURA MIX | Lallupura | KHERO BASTI VALA | 25 KVA | 467
12502 | Damoh | Damoh South | Nohta | SAKHA | 11 KV SAKHA DL | Hinoti | MAHENDAR VALA | 25 KVA | 440
12503 | Damoh | Damoh South | Nohta | SAKHA | 11 KV SAKHA DL | Riyana | KALONI VALA | 100 KVA | 413
12504 | Damoh | Damoh South | Nohta | SAKHA | 11 KV SAKHA DL | Ranjra | BHARAT VALA | 25 KVA | 384
12505 | Damoh | Damoh South | Nohta | SAKHA | 11 KV SAKHA DL | Ranjra | PANCHIYAT VALA | 25 KVA | 381
12506 | Damoh | Damoh South | Nohta | SAKHA | 11 KV SAKHA DL | Ranjra | HARIJAN BASTY VALA | 25 KVA | 378
12507 | Damoh | Damoh South | Nohta | SAKHA | 11 KV SAKHA DL | Ranjra | MEN BASTI VALA | 100 KVA | 371
12508 | Damoh | Damoh South | Nohta | SAKHA | 11 KV SAKHA DL | Ranjra | W/W VALA | 25 KVA | 355
12509 | Damoh | Damoh South | Nohta | SAKHA | 11 KV SAKHA DL | Amkheriya | DHUNI MATA VALA | 25 KVA | 349
12510 | Damoh | Damoh South | Nohta | SAKHA | 11 KV SAKHA DL | Amkheriya | SHCOOL VALA | 25 KVA | 344
12511 | Damoh | Damoh South | Nohta | SAKHA | 11 KV SAKHA DL | Amkheriya | ROD VALA | 25 KVA | 343
12512 | Damoh | Damoh South | Nohta | SAKHA | 11 KV SAKHA DL | Amkheriya | MEN BASTI VALA | 100 KVA | 342
12513 | Damoh | Damoh South | Nohta | SAKHA | 11 KV SAKHA DL | Amkhera | HARIJAN BASTY VALA | 25 KVA | 334
12514 | Damoh | Damoh South | Nohta | SAKHA | 11 KV SAKHA DL | Amkhera | KALONI VALA | 25 KVA | 320
12515 | Damoh | Damoh South | Nohta | SAKHA | 11 KV SAKHA DL | Amkhera | MANOHAR DUBY VALA | 25 KVA | 313
12516 | Damoh | Damoh South | Nohta | SAKHA | 11 KV SAKHA DL | Kanepur | MEN BASTI VALA | 100 KVA | 294
12517 | Damoh | Damoh South | Nohta | SAKHA | 11 KV SAKHA DL | Kanepur | HARIJAN BASTY VALA | 25 KVA | 291
12518 | Damoh | Damoh South | Nohta | SAKHA | 11 KV SAKHA DL | Kanepur | BHAJIYA NAII KALONY | 25 KVA | 289
12519 | Damoh | Damoh South | Nohta | SAKHA | 11 KV SAKHA DL | Kanepur | SCOOLE VALA | 25 KVA | 271
12520 | Damoh | Damoh South | Nohta | SAKHA | 11 KV SAKHA DL | Kanepur | BHAJIYA SANTOSH VALA | 25 KVA | 266
12521 | Damoh | Damoh South | Nohta | SAKHA | 11 KV SAKHA DL | Kanepur | HARIJAN BASTY VALA | 25 KVA | 264
12522 | Damoh | Damoh South | Nohta | SAKHA | 11 KV SAKHA DL | Kanepur | JIO TAWAR VALA | 25 KVA | 260
12523 | Damoh | Damoh South | Nohta | SAKHA | 11 KV SAKHA DL | Kanepur | MEN BASTI VALA | 25 KVA | 255
12524 | Damoh | Damoh South | Nohta | SAKHA | 11 KV SAKHA DL | Kanepur | HARIRAM VALA | 100 KVA | 251
12525 | Damoh | Damoh South | Nohta | SAKHA | 11 KV SAKHA DL | Kanepur | SANOSH RAJAK VALA | 25 KVA | 247
12526 | Damoh | Damoh South | Nohta | SAKHA | 11 KV SAKHA DL | Kanepur | MADAN VALA | 63 KVA | 243
12527 | Damoh | Damoh South | Nohta | SAKHA | 11 KV SAKHA DL | Ranjra | S/S/ VALA | 63 KVA | 236
12528 | Damoh | Damoh South | Nohta | SAKHA | 11 KV SAKHA DL | Hinoti | W/W VALA | 25 KVA | 450
12529 | Damoh | Damoh South | Nohta | SAKHA | 11 KV SAKHA DL | Hinoti | MEN BASTI VALA | 100 KVA | 453
12530 | Damoh | Damoh South | Nohta | SAKHA | 11 KV SAKHA DL | Hinoti | GABDU KE PAS VALA | 25 KVA | 458
12531 | Damoh | Damoh South | Nohta | SAKHA | 11 KV SAKHA DL | NO VILLAGE FOUND | GAO WALA | 25 KVA | 461
12532 | Damoh | Damoh South | Nohta | SAKHA | 11 KV SAKHA DL | NO VILLAGE FOUND | BASTI WALA | 25 KVA | 462
12533 | Damoh | Damoh South | Nohta | SAKHA | 11 KV SAKHA DL | NO VILLAGE FOUND | GAO WALA | 25 KVA | 463
12534 | Damoh | Damoh South | Nohta | SAKHA | 11 KV SAKHA DL | NO VILLAGE FOUND | GAO WALA | 25 KVA | 474
12535 | Damoh | Damoh South | Nohta | SAKHA | 11 KV SAKHA - MOSIPURA AG | Ranjra | NARHAR SHING VALA | 25 KVA | 204
12536 | Damoh | Damoh South | Nohta | SAKHA | 11 KV SAKHA - MOSIPURA AG | Ranjra | SAHAB VADAV | 25 KVA | 203
12537 | Damoh | Damoh South | Nohta | SAKHA | 11 KV SAKHA - MOSIPURA AG | Ranjra | RAGVENDARA VALA | 25 KVA | 200
12538 | Damoh | Damoh South | Nohta | SAKHA | 11 KV SAKHA - MOSIPURA AG | Ranjra | PALTU SEN VALA | 25 KVA | 196
12539 | Damoh | Damoh South | Nohta | SAKHA | 11 KV SAKHA - MOSIPURA AG | Ranjra | KAMLESH SONI VALA | 25 KVA | 193
12540 | Damoh | Damoh South | Nohta | SAKHA | 11 KV SAKHA - MOSIPURA AG | Ranjra | GOVIND RAI VALA | 25 KVA | 190
12541 | Damoh | Damoh South | Nohta | SAKHA | 11 KV SAKHA - MOSIPURA AG | Ranjra | MASAB VALA | 25 KVA | 189
12542 | Damoh | Damoh South | Nohta | SAKHA | 11 KV SAKHA - MOSIPURA AG | Datla | MEN BASTI VALA | 25 KVA | 183
12543 | Damoh | Damoh South | Nohta | SAKHA | 11 KV SAKHA - MOSIPURA AG | Datla | KEWLARY HAR VALA | 63 KVA | 178
12544 | Damoh | Damoh South | Nohta | SAKHA | 11 KV SAKHA - MOSIPURA AG | Datla | NIRPAT VALA | 100 KVA | 174
12545 | Damoh | Damoh South | Nohta | SAKHA | 11 KV SAKHA - MOSIPURA AG | Semra Madiya | REKHA BAII VALA | 25 KVA | 154
12546 | Damoh | Damoh South | Nohta | SAKHA | 11 KV SAKHA - MOSIPURA AG | Amkhera | CHURAMAN RAJAK VALA | 25 KVA | 114
12547 | Damoh | Damoh South | Nohta | SAKHA | 11 KV SAKHA - MOSIPURA AG | Amkhera | RAJKUMAR VALA | 25 KVA | 111
12548 | Damoh | Damoh South | Nohta | SAKHA | 11 KV SAKHA - MOSIPURA AG | Ranjra | GANPAT VALA | 25 KVA | 105
12549 | Damoh | Damoh South | Nohta | SAKHA | 11 KV SAKHA - MOSIPURA AG | Ranjra | RAKESH RAI VALA | 25 KVA | 101
12550 | Damoh | Damoh South | Nohta | SAKHA | 11 KV SAKHA - MOSIPURA AG | Ranjra | DHANNI VALA | 25 KVA | 100
12551 | Damoh | Damoh South | Nohta | SAKHA | 11 KV SAKHA - MOSIPURA AG | Ranjra | NIRPAT VALA | 25 KVA | 98
12552 | Damoh | Damoh South | Nohta | SAKHA | 11 KV SAKHA - MOSIPURA AG | Ranjra | CHINNI UDDETA | 25 KVA | 93
12553 | Damoh | Damoh South | Nohta | SAKHA | 11 KV SAKHA - MOSIPURA AG | Ranjra | MURAT VALA | 25 KVA | 83
12554 | Damoh | Damoh South | Nohta | SAKHA | 11 KV SAKHA - MOSIPURA AG | Kheri Jujhar | BARGULI HAR VALA | 100 KVA | 60
12555 | Damoh | Damoh South | Nohta | SAKHA | 11 KV SAKHA - MOSIPURA AG | Jujhar | RAJJAN VALA | 25 KVA | 58
12556 | Damoh | Damoh South | Nohta | SAKHA | 11 KV SAKHA - MOSIPURA AG | Ranjra | KUNDAL SHING VALA | 25 KVA | 37
12557 | Damoh | Damoh South | Nohta | SAKHA | 11 KV SAKHA - MOSIPURA AG | Ranjra | MAHENDARA THAKUR VALA | 25 KVA | 14
12558 | Damoh | Damoh South | Nohta | SAKHA | 11 KV SAKHA - MOSIPURA AG | Ranjra | SAHAB VADAV | 25 KVA | 11
12559 | Damoh | Damoh South | Nohta | SAKHA | 11 KV SAKHA - MOSIPURA AG | Ranjra | SHAKHA HAR | 25 KVA | 10
12560 | Damoh | Damoh South | Nohta | SAKHA | 11 KV SAKHA - MOSIPURA AG | Ranjra | MAJBOOT SHIG | 25 KVA | 208
12561 | Damoh | Damoh South | Nohta | SAKHA | 11 KV SAKHA - MOSIPURA AG | Ranjra | PINTU VALA | 25 KVA | 209
12562 | Damoh | Damoh South | Nohta | SAKHA | 11 KV SAKHA - MOSIPURA AG | Ranjra | PAHLAD SHING | 25 KVA | 210
12563 | Damoh | Damoh South | Nohta | SAKHA | 11 KV SAKHA - MOSIPURA AG | Ranjra | FAREED MASAB VALA | 25 KVA | 216
12564 | Damoh | Damoh South | Nohta | SAKHA | 11 KV SAKHA - MOSIPURA AG | Ranjra | BAMURIYA MEN | 25 KVA | 217
12565 | Damoh | Damoh South | Nohta | SAKHA | 11 KV SAKHA - MOSIPURA AG | Ranjra | BARGULI HAR VALA | 25 KVA | 220
12566 | Damoh | Damoh South | Nohta | SAKHA | 11 KV SAKHA - MOSIPURA AG | Amkheriya | NANNAII SING VALA | 25 KVA | 229
12567 | Damoh | Damoh South | Nohta | ABHANA | 11 KV ABHANA DL | Abhana | BUS SETEND VALA | 200 KVA | 132
12568 | Damoh | Damoh South | Nohta | ABHANA | 11 KV ABHANA DL | Abhana | CHANDI VALA | 100 KVA | 130
12569 | Damoh | Damoh South | Nohta | ABHANA | 11 KV ABHANA DL | Abhana | CHANDI MEDAN VALA | 25 KVA | 128
12570 | Damoh | Damoh South | Nohta | ABHANA | 11 KV ABHANA DL | Abhana | CHANDI MEDAN VALA | 25 KVA | 127
12571 | Damoh | Damoh South | Nohta | ABHANA | 11 KV ABHANA DL | Abhana | IDIA TAWAR | 25 KVA | 124
12572 | Damoh | Damoh South | Nohta | ABHANA | 11 KV ABHANA DL | Abhana | TAWAR VALA | 25 KVA | 122
12573 | Damoh | Damoh South | Nohta | ABHANA | 11 KV ABHANA DL | Abhana | TAWAR VALA | 100 KVA | 118
12574 | Damoh | Damoh South | Nohta | ABHANA | 11 KV ABHANA DL | Abhana | HAI SCOOLE VALA | 25 KVA | 116
12575 | Damoh | Damoh South | Nohta | ABHANA | 11 KV ABHANA DL | Abhana | MADIYA VALA | 25 KVA | 110
12576 | Damoh | Damoh South | Nohta | ABHANA | 11 KV ABHANA DL | Abhana | RAICE MEEL VALA | 200 KVA | 104
12577 | Damoh | Damoh South | Nohta | ABHANA | 11 KV ABHANA DL | Bisna Khedi | PURENA TALAB VALA | 25 KVA | 86
12578 | Damoh | Damoh South | Nohta | ABHANA | 11 KV ABHANA DL | Bandar Kola | BIRJENDA VALA | 25 KVA | 67
12579 | Damoh | Damoh South | Nohta | ABHANA | 11 KV ABHANA DL | Abhana | MEEL VALA | 25 KVA | 63
12580 | Damoh | Damoh South | Nohta | ABHANA | 11 KV ABHANA DL | Abhana | KANJARIYA MOHALLA | 25 KVA | 61
12581 | Damoh | Damoh South | Nohta | ABHANA | 11 KV ABHANA DL | Abhana | KANIYA GHAT ROD | 25 KVA | 58
12582 | Damoh | Damoh South | Nohta | ABHANA | 11 KV ABHANA DL | Abhana | KUMAR MOHLLA BALA | 200 KVA | 56
12583 | Damoh | Damoh South | Nohta | ABHANA | 11 KV ABHANA DL | Abhana | S.B.I. BENK VALA | 63 KVA | 47
12584 | Damoh | Damoh South | Nohta | ABHANA | 11 KV ABHANA DL | Abhana | UPADHIYAY VALA | 100 KVA | 42
12585 | Damoh | Damoh South | Nohta | ABHANA | 11 KV ABHANA DL | Lakhanpur Ryt. | KHATRAI VALA | 25 KVA | 39
12586 | Damoh | Damoh South | Nohta | ABHANA | 11 KV ABHANA DL | Lakhana Khedi | AGRWAL SCOOL VALA | 25 KVA | 37
12587 | Damoh | Damoh South | Nohta | ABHANA | 11 KV ABHANA DL | Lakhana Khedi | NATHH MOHLLA VALA | 25 KVA | 31
12588 | Damoh | Damoh South | Nohta | ABHANA | 11 KV ABHANA DL | Abhana | BHATTA MOHLLLA VALA | 25 KVA | 26
12589 | Damoh | Damoh South | Nohta | ABHANA | 11 KV ABHANA DL | Lakhana Khedi | HANUMAN DOGRI BASTI VALA | 63 KVA | 3
12590 | Damoh | Damoh South | Nohta | ABHANA | 11 KV ABHANA DL | Abhana | SELENDRA PUM VALA | 25 KVA | 148
12591 | Damoh | Damoh South | Nohta | ABHANA | 11 KV ABHANA DL | Abhana | W/W ABHANA | 25 KVA | 150
12592 | Damoh | Damoh South | Nohta | ABHANA | 11 KV ABHANA DL | Abhana | AKASH SETH VALA | 63 KVA | 151
12593 | Damoh | Damoh South | Nohta | ABHANA | 11 KV ABHANA DL | Abhana | SEMRA ROD VALA | 100 KVA | 155
12594 | Damoh | Damoh South | Nohta | ABHANA | 11 KV ABHANA DL | NO VILLAGE FOUND | BASTI WALA | 200 KVA | 157
12595 | Damoh | Damoh South | Nohta | ABHANA | 11 KV ABHANA DL | NO VILLAGE FOUND | GAON WALA | 25 KVA | 158
12596 | Damoh | Damoh South | Nohta | ABHANA | 11 KV ABHANA DL | NO VILLAGE FOUND | BASTI WALA | 25 KVA | 161
12597 | Damoh | Damoh South | Nohta | ABHANA | 11 KV BISNAKHEDI DL | Badyau | SHCOOL VALA | 25 KVA | 968
12598 | Damoh | Damoh South | Nohta | ABHANA | 11 KV BISNAKHEDI DL | Badyau | W/W VALA | 25 KVA | 966
12599 | Damoh | Damoh South | Nohta | ABHANA | 11 KV BISNAKHEDI DL | Badyau | HARIJAN BASTY VALA | 25 KVA | 964
12600 | Damoh | Damoh South | Nohta | ABHANA | 11 KV BISNAKHEDI DL | Badyau | TAWAR VALA | 25 KVA | 958
12601 | Damoh | Damoh South | Nohta | ABHANA | 11 KV BISNAKHEDI DL | Badyau | MEN BASTI VALA | 100 KVA | 957
12602 | Damoh | Damoh South | Nohta | ABHANA | 11 KV BISNAKHEDI DL | Badyau | NIRAJ MAHRAJ VALA | 25 KVA | 955
12603 | Damoh | Damoh South | Nohta | ABHANA | 11 KV BISNAKHEDI DL | Badyau | ADROTA CHAKKI VALA | 25 KVA | 953
12604 | Damoh | Damoh South | Nohta | ABHANA | 11 KV BISNAKHEDI DL | Badyau | NYAGAV BASTY VALA | 25 KVA | 933
12605 | Damoh | Damoh South | Nohta | ABHANA | 11 KV BISNAKHEDI DL | Badyau | MUNDI BASTY VALA | 25 KVA | 919
12606 | Damoh | Damoh South | Nohta | ABHANA | 11 KV BISNAKHEDI DL | Badyau | MEN BASTI VALA | 100 KVA | 900
12607 | Damoh | Damoh South | Nohta | ABHANA | 11 KV BISNAKHEDI DL | Badyau | HARIJAN BASTY VALA | 25 KVA | 897
12608 | Damoh | Damoh South | Nohta | ABHANA | 11 KV BISNAKHEDI DL | Tikri | MEN BASTI VALA | 100 KVA | 879
12609 | Damoh | Damoh South | Nohta | ABHANA | 11 KV BISNAKHEDI DL | Tikri | ADIVASI MOHALLA VALA | 25 KVA | 873
12610 | Damoh | Damoh South | Nohta | ABHANA | 11 KV BISNAKHEDI DL | Tikri | TLA GAV BASTY VALA | 63 KVA | 868
12611 | Damoh | Damoh South | Nohta | ABHANA | 11 KV BISNAKHEDI DL | Imaliya Nayak | KALONI VALA | 63 KVA | 855
12612 | Damoh | Damoh South | Nohta | ABHANA | 11 KV BISNAKHEDI DL | Imaliya Nayak | MUNNA VALA | 25 KVA | 850
12613 | Damoh | Damoh South | Nohta | ABHANA | 11 KV BISNAKHEDI DL | Imaliya Nayak | SHCOOL VALA | 63 KVA | 849
12614 | Damoh | Damoh South | Nohta | ABHANA | 11 KV BISNAKHEDI DL | Imaliya Nayak | HARIJAN BASTY VALA | 25 KVA | 846
12615 | Damoh | Damoh South | Nohta | ABHANA | 11 KV BISNAKHEDI DL | Imaliya Nayak | CHANDI MATA VALA | 100 KVA | 839
12616 | Damoh | Damoh South | Nohta | ABHANA | 11 KV BISNAKHEDI DL | Imaliya Nayak | MDA VALA | 25 KVA | 836
12617 | Damoh | Damoh South | Nohta | ABHANA | 11 KV BISNAKHEDI DL | Imaliya Nayak | W/W VALA | 25 KVA | 834
12618 | Damoh | Damoh South | Nohta | ABHANA | 11 KV BISNAKHEDI DL | Imaliya Nayak | DOLAT RAI VALA | 25 KVA | 830
12619 | Damoh | Damoh South | Nohta | ABHANA | 11 KV BISNAKHEDI DL | Imaliya Nayak | CHANDI MEDAN VALA | 25 KVA | 825
12620 | Damoh | Damoh South | Nohta | ABHANA | 11 KV BISNAKHEDI DL | Badyau | DUBY VALA | 25 KVA | 971
12621 | Damoh | Damoh South | Nohta | ABHANA | 11 KV BISNAKHEDI DL | Kunjpura | ADIVASI MOHALLA VALA | 25 KVA | 984
12622 | Damoh | Damoh South | Nohta | ABHANA | 11 KV BISNAKHEDI DL | NO VILLAGE FOUND | DTR NOT TAGGED | 25 KVA | 986
12623 | Damoh | Damoh South | Nohta | ABHANA | 11 KV BISNAKHEDI DL | NO VILLAGE FOUND | DTR NOT TAGGED | 25 KVA | 989
12624 | Damoh | Damoh South | Nohta | ABHANA | 11 KV BISNAKHEDI DL | NO VILLAGE FOUND | DTR NOT TAGGED | 25 KVA | 991
12625 | Damoh | Damoh South | Nohta | ABHANA | 11 KV BISNAKHEDI - LAKHANPUR AG | Hathni | ADHAR SILA VALA | 25 KVA | 715
12626 | Damoh | Damoh South | Nohta | ABHANA | 11 KV BISNAKHEDI - LAKHANPUR AG | Pipariya | MUDAR NALA VALA | 100 KVA | 710
12627 | Damoh | Damoh South | Nohta | ABHANA | 11 KV BISNAKHEDI - LAKHANPUR AG | Lakhana Khedi | HANUWAN DOGRI KACHVARA VALA | 100 KVA | 642
12628 | Damoh | Damoh South | Nohta | ABHANA | 11 KV BISNAKHEDI - LAKHANPUR AG | Adhrota | RAM SHING VALA | 25 KVA | 614
12629 | Damoh | Damoh South | Nohta | ABHANA | 11 KV BISNAKHEDI - LAKHANPUR AG | Badyau | NARAN VALA | 25 KVA | 577
12630 | Damoh | Damoh South | Nohta | ABHANA | 11 KV BISNAKHEDI - LAKHANPUR AG | Badyau | BHAGUN VALA | 25 KVA | 569
12631 | Damoh | Damoh South | Nohta | ABHANA | 11 KV BISNAKHEDI - LAKHANPUR AG | Badyau | MATHOLE VALA | 25 KVA | 568
12632 | Damoh | Damoh South | Nohta | ABHANA | 11 KV BISNAKHEDI - LAKHANPUR AG | Badyau | GULAB VALA | 25 KVA | 563
12633 | Damoh | Damoh South | Nohta | ABHANA | 11 KV BISNAKHEDI - LAKHANPUR AG | Badyau | BIHARI VALA | 25 KVA | 555
12634 | Damoh | Damoh South | Nohta | ABHANA | 11 KV BISNAKHEDI - LAKHANPUR AG | Badyau | NANNU SHING VALA | 25 KVA | 549
12635 | Damoh | Damoh South | Nohta | ABHANA | 11 KV BISNAKHEDI - LAKHANPUR AG | Badyau | GOVIND VALA | 25 KVA | 545
12636 | Damoh | Damoh South | Nohta | ABHANA | 11 KV BISNAKHEDI - LAKHANPUR AG | Imaliya Nayak | CHANDI VALA | 100 KVA | 505
12637 | Damoh | Damoh South | Nohta | ABHANA | 11 KV BISNAKHEDI - LAKHANPUR AG | Lakhana Khedi | MALAIYA VALA | 25 KVA | 496
12638 | Damoh | Damoh South | Nohta | ABHANA | 11 KV BISNAKHEDI - LAKHANPUR AG | Lakhana Khedi | TEK SHING VALA | 25 KVA | 495
12639 | Damoh | Damoh South | Nohta | ABHANA | 11 KV BISNAKHEDI - LAKHANPUR AG | Lakhana Khedi | MURAT VALA | 25 KVA | 493
12640 | Damoh | Damoh South | Nohta | ABHANA | 11 KV BISNAKHEDI - LAKHANPUR AG | Lakhana Khedi | SAHAB SHING VALA | 100 KVA | 490
12641 | Damoh | Damoh South | Nohta | ABHANA | 11 KV BISNAKHEDI - LAKHANPUR AG | Imaliya Nayak | CHET SHING VALA | 25 KVA | 482
12642 | Damoh | Damoh South | Nohta | ABHANA | 11 KV BISNAKHEDI - LAKHANPUR AG | Lakhanpur Ryt. | HARISHANKAR VALA | 63 KVA | 750
12643 | Damoh | Damoh South | Nohta | ABHANA | 11 KV BISNAKHEDI - LAKHANPUR AG | Pati | USTAJ VALA | 63 KVA | 773
12644 | Damoh | Damoh South | Nohta | ABHANA | 11 KV BISNAKHEDI - LAKHANPUR AG | Pati | AYACHI VALA | 25 KVA | 784
12645 | Damoh | Damoh South | Nohta | ABHANA | 11 KV DATLA DL | NO VILLAGE FOUND | GAO WALA | 25 KVA | 1075
12646 | Damoh | Damoh South | Nohta | ABHANA | 11 KV DATLA DL | NO VILLAGE FOUND | GAO WALA | 25 KVA | 1063
12647 | Damoh | Damoh South | Nohta | ABHANA | 11 KV DATLA DL | NO VILLAGE FOUND | GAO WALA | 25 KVA | 1062
12648 | Damoh | Damoh South | Nohta | ABHANA | 11 KV DATLA DL | NO VILLAGE FOUND | GAO WALA | 25 KVA | 1058
12649 | Damoh | Damoh South | Nohta | ABHANA | 11 KV DATLA DL | NO VILLAGE FOUND | GAO WALA | 25 KVA | 1057
12650 | Damoh | Damoh South | Nohta | ABHANA | 11 KV DATLA DL | NO VILLAGE FOUND | GAO WALA | 25 KVA | 1056
12651 | Damoh | Damoh South | Nohta | ABHANA | 11 KV DATLA DL | NO VILLAGE FOUND | GAO WALA | 25 KVA | 1055
12652 | Damoh | Damoh South | Nohta | ABHANA | 11 KV DATLA DL | NO VILLAGE FOUND | GAO WALA | 25 KVA | 1052
12653 | Damoh | Damoh South | Nohta | ABHANA | 11 KV DATLA DL | Khanchari Pati | YADAV VALA | 25 KVA | 1050
12654 | Damoh | Damoh South | Nohta | ABHANA | 11 KV DATLA DL | Khanchari Pati | SCOOLE KE PAS VALA | 25 KVA | 1043
12655 | Damoh | Damoh South | Nohta | ABHANA | 11 KV DATLA DL | Pati | SCOOLE KE PAS VALA | 25 KVA | 1019
12656 | Damoh | Damoh South | Nohta | ABHANA | 11 KV DATLA DL | Salaiya | PITAP CHKKY VALA | 25 KVA | 1012
12657 | Damoh | Damoh South | Nohta | ABHANA | 11 KV DATLA DL | Salaiya | PAL MOHALLA VALA | 25 KVA | 1011
12658 | Damoh | Damoh South | Nohta | ABHANA | 11 KV DATLA DL | Salaiya | KALONI VALA | 25 KVA | 1009
12659 | Damoh | Damoh South | Nohta | ABHANA | 11 KV DATLA DL | Khanchari Pati | PATEL MOHALLA VALA | 63 KVA | 984
12660 | Damoh | Damoh South | Nohta | ABHANA | 11 KV DATLA DL | Khanchari Pati | KHUB SHING VALA | 25 KVA | 976
12661 | Damoh | Damoh South | Nohta | ABHANA | 11 KV DATLA DL | Khanchari Pati | SCOOLE KE PAS VALA | 100 KVA | 970
12662 | Damoh | Damoh South | Nohta | ABHANA | 11 KV DATLA DL | Khanchari Pati | PUL KE PAS VALA | 25 KVA | 956
12663 | Damoh | Damoh South | Nohta | ABHANA | 11 KV DATLA DL | Amkheriya | GARG JEE VALA | 25 KVA | 934
12664 | Damoh | Damoh South | Nohta | ABHANA | 11 KV DATLA DL | Amkheriya | MEN ROD VALA | 25 KVA | 930
12665 | Damoh | Damoh South | Nohta | ABHANA | 11 KV DATLA DL | Amkheriya | MATA VALA | 25 KVA | 926
12666 | Damoh | Damoh South | Nohta | ABHANA | 11 KV DATLA DL | Semra Madiya | PATERL MOHALLA VALA | 25 KVA | 865
12667 | Damoh | Damoh South | Nohta | ABHANA | 11 KV DATLA DL | Semra Madiya | RAJESH KALONY VALA | 25 KVA | 860
12668 | Damoh | Damoh South | Nohta | ABHANA | 11 KV DATLA DL | Semra Madiya | KALONY LODHI MOHALLA VALA | 25 KVA | 856
12669 | Damoh | Damoh South | Nohta | ABHANA | 11 KV DATLA DL | Semra Madiya | MEN BASTI VALA | 100 KVA | 844
12670 | Damoh | Damoh South | Nohta | ABHANA | 11 KV DATLA DL | Semra Madiya | W/W DATLA VALA | 25 KVA | 838
12671 | Damoh | Damoh South | Nohta | ABHANA | 11 KV DATLA DL | Madiya | MOORAT VALA | 25 KVA | 796
12672 | Damoh | Damoh South | Nohta | ABHANA | 11 KV DATLA DL | Madiya | PIRAJAPATY VALA | 25 KVA | 794
12673 | Damoh | Damoh South | Nohta | ABHANA | 11 KV DATLA DL | Madiya | HARIJAN BASTI VALA | 25 KVA | 788
12674 | Damoh | Damoh South | Nohta | ABHANA | 11 KV DATLA DL | Madiya | MEN BASTI VALA | 100 KVA | 787
12675 | Damoh | Damoh South | Nohta | ABHANA | 11 KV DATLA DL | Madiya | MEN BASTI LODHI VALA | 25 KVA | 775
12676 | Damoh | Damoh South | Nohta | ABHANA | 11 KV DATLA DL | Madiya | MAHRAJ SHING VALA | 25 KVA | 765
12677 | Damoh | Damoh South | Nohta | ABHANA | 11 KV DATLA DL | Madiya | W/W SEMRA VALA | 25 KVA | 761
12678 | Damoh | Damoh South | Nohta | ABHANA | 11 KV DATLA DL | Madiya | DEPENDAR VALA | 25 KVA | 758
12679 | Damoh | Damoh South | Nohta | ABHANA | 11 KV DATLA DL | Khanchari Pati | SCOOLE KE PAS VALA | 25 KVA | 742
12680 | Damoh | Damoh South | Nohta | ABHANA | 11 KV DATLA DL | Khanchari Pati | KOTWAR MOHALLA VALA | 25 KVA | 737
12681 | Damoh | Damoh South | Nohta | ABHANA | 11 KV DATLA DL | Sheespur | MEN BASTI VALA | 100 KVA | 712
12682 | Damoh | Damoh South | Nohta | ABHANA | 11 KV DATLA DL | Sheespur | MATA VALA | 25 KVA | 707
12683 | Damoh | Damoh South | Nohta | ABHANA | 11 KV DATLA DL | Sheespur | TALAB VALA | 25 KVA | 703
12684 | Damoh | Damoh South | Nohta | ABHANA | 11 KV DATLA DL | Sheespur | KUWA MOHALLA VALA | 25 KVA | 700
12685 | Damoh | Damoh South | Nohta | ABHANA | 11 KV DATLA DL | Patna Khurd | MADIYA TOLA VALA | 25 KVA | 673
12686 | Damoh | Damoh South | Nohta | ABHANA | 11 KV DATLA DL | Madiya | JIO TAWAR VALA | 25 KVA | 662
12687 | Damoh | Damoh South | Nohta | ABHANA | 11 KV DATLA DL | Madiya | NAKAT KHEDI VALA | 63 KVA | 657
12688 | Damoh | Damoh South | Nohta | ABHANA | 11 KV DATLA DL | Abhana | SONE SHING VALA | 25 KVA | 623
12689 | Damoh | Damoh South | Nohta | ABHANA | 11 KV DATLA DL | Abhana | GIRLAS SCOOLE VALA | 25 KVA | 615
12690 | Damoh | Damoh South | Nohta | ABHANA | 11 KV DATLA DL | Abhana | ABHANA KACHVARA | 100 KVA | 601
12691 | Damoh | Damoh South | Nohta | ABHANA | 11 KV DATLA DL | Nakat Khedi | UDAL MOHALLA VALA | 25 KVA | 571
12692 | Damoh | Damoh South | Nohta | ABHANA | 11 KV DATLA DL | Nakat Khedi | MANDIR VALA | 25 KVA | 569
12693 | Damoh | Damoh South | Nohta | ABHANA | 11 KV DATLA DL | Nakat Khedi | MEN BASTI VALA | 25 KVA | 568
12694 | Damoh | Damoh South | Nohta | ABHANA | 11 KV DATLA DL | Jhinna | MEN BASTI VALA | 100 KVA | 553
12695 | Damoh | Damoh South | Nohta | ABHANA | 11 KV DATLA DL | Abhana | SUMMER DAVA | 25 KVA | 545
12696 | Damoh | Damoh South | Nohta | ABHANA | 11 KV DATLA DL | Rampura | W/W JHHINNA | 25 KVA | 518
12697 | Damoh | Damoh South | Nohta | ABHANA | 11 KV DATLA DL | Rampura | RAMSHING VALA | 25 KVA | 507
12698 | Damoh | Damoh South | Nohta | ABHANA | 11 KV DATLA DL | Kaniyaghat Pati | HARIJAN BASTI VALA | 25 KVA | 492
12699 | Damoh | Damoh South | Nohta | ABHANA | 11 KV DATLA DL | Kaniyaghat Pati | ROD VALA | 25 KVA | 490
12700 | Damoh | Damoh South | Nohta | ABHANA | 11 KV DATLA DL | Kaniyaghat Pati | PATEL MOHALLA VALA | 25 KVA | 487
12701 | Damoh | Damoh South | Nohta | ABHANA | 11 KV DATLA DL | Kaniyaghat Pati | PARKASH VALA | 25 KVA | 485
12702 | Damoh | Damoh South | Nohta | ABHANA | 11 KV DATLA DL | NO VILLAGE FOUND | GAO WALA | 25 KVA | 1077
12703 | Damoh | Damoh South | Nohta | ABHANA | 11 KV DATLA DL | Bisna Khedi | PIRITY SCOOLE VALA | 63 KVA | 450
12704 | Damoh | Damoh South | Nohta | ABHANA | 11 KV DATLA DL | NO VILLAGE FOUND |  | 25 KVA | 1081
12705 | Damoh | Damoh South | Nohta | ABHANA | 11 KV DATLA DL | NO VILLAGE FOUND | GAO WALA | 25 KVA | 1084
12706 | Damoh | Damoh South | Nohta | ABHANA | 11 KV DATLA DL | NO VILLAGE FOUND | DTR NOT TAGGED | 25 KVA | 1086
12707 | Damoh | Damoh South | Nohta | ABHANA | 11 KV DATLA DL | NO VILLAGE FOUND | DTR NOT TAGGED | 25 KVA | 1089
12708 | Damoh | Damoh South | Nohta | ABHANA | 11 KV DATLA DL | NO VILLAGE FOUND | DTR NOT TAGGED | 25 KVA | 1090
12709 | Damoh | Damoh South | Nohta | ABHANA | 11 KV DATLA DL | NO VILLAGE FOUND | DTR NOT TAGGED | 25 KVA | 1091
12710 | Damoh | Damoh South | Nohta | ABHANA | 11 KV DATLA DL | NO VILLAGE FOUND | DTR NOT TAGGED | 25 KVA | 1092
12711 | Damoh | Damoh South | Nohta | ABHANA | 11 KV DATLA DL | NO VILLAGE FOUND | DTR NOT TAGGED | 25 KVA | 1096
12712 | Damoh | Damoh South | Nohta | ABHANA | 11 KV DATLA DL | NO VILLAGE FOUND | DTR NOT TAGGED | 25 KVA | 1097
12713 | Damoh | Damoh South | Nohta | ABHANA | 11 KV DATLA DL | NO VILLAGE FOUND | DTR NOT TAGGED | 25 KVA | 1109
12714 | Damoh | Damoh South | Nohta | ABHANA | 11 KV DATLA DL | NO VILLAGE FOUND | DTR NOT TAGGED | 25 KVA | 1111
12715 | Damoh | Damoh South | Nohta | ABHANA | 11 KV DATLA DL | NO VILLAGE FOUND | DTR NOT TAGGED | 25 KVA | 1115
12716 | Damoh | Damoh South | Nohta | ABHANA | 11 KV DATLA DL | NO VILLAGE FOUND | DTR NOT TAGGED | 25 KVA | 1118
12717 | Damoh | Damoh South | Nohta | ABHANA | 11 KV DATLA - ABHANA AG | Khanchari Pati | BHARAT AHIRWAL VALA | 25 KVA | 402
12718 | Damoh | Damoh South | Nohta | ABHANA | 11 KV DATLA - ABHANA AG | Khanchari Pati | HARY SHING VALA | 25 KVA | 394
12719 | Damoh | Damoh South | Nohta | ABHANA | 11 KV DATLA - ABHANA AG | Sheespur | HARY SHING VALA | 25 KVA | 381
12720 | Damoh | Damoh South | Nohta | ABHANA | 11 KV DATLA - ABHANA AG | Patna Khurd | PIRTAP SHING VALA | 25 KVA | 374
12721 | Damoh | Damoh South | Nohta | ABHANA | 11 KV DATLA - ABHANA AG | Patna Khurd | SHAHU VALA | 25 KVA | 369
12722 | Damoh | Damoh South | Nohta | ABHANA | 11 KV DATLA - ABHANA AG | Salaiya | MEN HAR KHANCHARY HAR VALA | 100 KVA | 345
12723 | Damoh | Damoh South | Nohta | ABHANA | 11 KV DATLA - ABHANA AG | Khanchari Pati | TARWAR VALA | 25 KVA | 319
12724 | Damoh | Damoh South | Nohta | ABHANA | 11 KV DATLA - ABHANA AG | Amkheriya | MEN HAR AMKHIRIYA VALA | 100 KVA | 289
12725 | Damoh | Damoh South | Nohta | ABHANA | 11 KV DATLA - ABHANA AG | Amkheriya | KALU YADAV VALA | 25 KVA | 284
12726 | Damoh | Damoh South | Nohta | ABHANA | 11 KV DATLA - ABHANA AG | Patna Khurd | KOMAL SHING VALA | 25 KVA | 266
12727 | Damoh | Damoh South | Nohta | ABHANA | 11 KV DATLA - ABHANA AG | Patna Khurd | ANITA JAIN VALA | 25 KVA | 259
12728 | Damoh | Damoh South | Nohta | ABHANA | 11 KV DATLA - ABHANA AG | Patna Khurd | RAM SHING VALA | 25 KVA | 248
12729 | Damoh | Damoh South | Nohta | ABHANA | 11 KV DATLA - ABHANA AG | Patna Khurd | MEN DATLA HAR VALA | 100 KVA | 245
12730 | Damoh | Damoh South | Nohta | ABHANA | 11 KV DATLA - ABHANA AG | Patna Khurd | SIRSUWATY VALA | 25 KVA | 240
12731 | Damoh | Damoh South | Nohta | ABHANA | 11 KV DATLA - ABHANA AG | Patna Khurd | BARELAL VAL;A | 25 KVA | 231
12732 | Damoh | Damoh South | Nohta | ABHANA | 11 KV DATLA - ABHANA AG | Madiya | RAJKUMARY VALA | 25 KVA | 215
12733 | Damoh | Damoh South | Nohta | ABHANA | 11 KV DATLA - ABHANA AG | Semra Madiya | RAGVENDR VALA | 25 KVA | 208
12734 | Damoh | Damoh South | Nohta | ABHANA | 11 KV DATLA - ABHANA AG | Nakat Khedi | PIRTHHAM SHING VALA 2 | 25 KVA | 179
12735 | Damoh | Damoh South | Nohta | ABHANA | 11 KV DATLA - ABHANA AG | Nakat Khedi | PIRTHHAM SHING VALA 1 | 25 KVA | 176
12736 | Damoh | Damoh South | Nohta | ABHANA | 11 KV DATLA - ABHANA AG | Nakat Khedi | SIYAM LAL VALA | 25 KVA | 175
12737 | Damoh | Damoh South | Nohta | ABHANA | 11 KV DATLA - ABHANA AG | Nakat Khedi | ROOPSHING VALA | 25 KVA | 163
12738 | Damoh | Damoh South | Nohta | ABHANA | 11 KV DATLA - ABHANA AG | Nakat Khedi | GOPALPURA HAR MEN VALA | 100 KVA | 154
12739 | Damoh | Damoh South | Nohta | ABHANA | 11 KV DATLA - ABHANA AG | Jhinna | PANCHAM SHING VALA | 25 KVA | 134
12740 | Damoh | Damoh South | Nohta | ABHANA | 11 KV DATLA - ABHANA AG | Abhana | PAHLAD BHAI VALA | 25 KVA | 117
12741 | Damoh | Damoh South | Nohta | ABHANA | 11 KV DATLA - ABHANA AG | Abhana | KUBBU VALA | 25 KVA | 113
12742 | Damoh | Damoh South | Nohta | ABHANA | 11 KV DATLA - ABHANA AG | Rampura | AJAY LAL VALA | 25 KVA | 109
12743 | Damoh | Damoh South | Nohta | ABHANA | 11 KV DATLA - ABHANA AG | Rampura | JAWAHAR VALA | 25 KVA | 108
12744 | Damoh | Damoh South | Nohta | ABHANA | 11 KV DATLA - ABHANA AG | Rampura | DHARMCHAND WALA | 25 KVA | 103
12745 | Damoh | Damoh South | Nohta | ABHANA | 11 KV DATLA - ABHANA AG | Bisna Khedi | MURAT VALA | 16 KVA | 96
12746 | Damoh | Damoh South | Nohta | ABHANA | 11 KV DATLA - ABHANA AG | Bisna Khedi | KHILAN AHIRWAL VALA | 25 KVA | 88
12747 | Damoh | Damoh South | Nohta | ABHANA | 11 KV DATLA - ABHANA AG | Bisna Khedi | UJYAR ADIWASI VALA | 25 KVA | 84
12748 | Damoh | Damoh South | Nohta | ABHANA | 11 KV DATLA - ABHANA AG | Bisna Khedi | JAMNA AHIRWAL VALA | 25 KVA | 68
12749 | Damoh | Damoh South | Nohta | ABHANA | 11 KV DATLA - ABHANA AG | Bisna Khedi | AJMER VALA | 25 KVA | 59
12750 | Damoh | Damoh South | Nohta | ABHANA | 11 KV DATLA - ABHANA AG | Bisna Khedi | UJYAR VALA | 25 KVA | 56
12751 | Damoh | Damoh South | Nohta | ABHANA | 11 KV DATLA - ABHANA AG | Bisna Khedi | SARAD SETH VALA 3 | 25 KVA | 54
12752 | Damoh | Damoh South | Nohta | ABHANA | 11 KV DATLA - ABHANA AG | Bisna Khedi | SARAD SETH VALA 2 | 25 KVA | 53
12753 | Damoh | Damoh South | Nohta | ABHANA | 11 KV DATLA - ABHANA AG | Bisna Khedi | SARAD SETH VALA 1 | 25 KVA | 50
12754 | Damoh | Damoh South | Nohta | ABHANA | 11 KV DATLA - ABHANA AG | Bisna Khedi | NANNI BAI | 25 KVA | 46
12755 | Damoh | Damoh South | Nohta | ABHANA | 11 KV DATLA - ABHANA AG | Bisna Khedi | RAHUL YADAV VALA | 25 KVA | 44
12756 | Damoh | Damoh South | Nohta | ABHANA | 11 KV DATLA - ABHANA AG | Lakhana Khedi | HALLE SHING VALA | 25 KVA | 28
12757 | Damoh | Damoh South | Nohta | ABHANA | 11 KV DATLA - ABHANA AG | Lakhana Khedi | NIRPAT VALA | 25 KVA | 25
12758 | Damoh | Damoh South | Nohta | ABHANA | 11 KV DATLA - ABHANA AG | Lakhana Khedi | BATTI PATEL VALA | 25 KVA | 22
12759 | Damoh | Damoh South | Nohta | ABHANA | 11 KV DATLA - ABHANA AG | Lakhana Khedi | HAKAM SHING VALA | 25 KVA | 16
12760 | Damoh | Damoh South | Nohta | ABHANA | 11 KV DATLA - ABHANA AG | Khanchari Pati | BHART AHIRWAL VALA | 25 KVA | 410
12761 | Damoh | Damoh South | Nohta | ABHANA | 11 KV DATLA - ABHANA AG | Madiya | KALYAN SHING VALA | 25 KVA | 426
12762 | Damoh | Damoh South | Nohta | ABHANA | 11 KV DATLA - ABHANA AG | NO VILLAGE FOUND | DTR NOT TAGGED | 25 KVA | 428
12763 | Damoh | Damoh South | Nohta | ABHANA | 11 KV DATLA - ABHANA AG | NO VILLAGE FOUND | DTR NOT TAGGED | 25 KVA | 431
12764 | Damoh | Damoh South | Nohta | ABHANA | 11 KV LAKHANPUR DL | Pati | ADIVASI MOHALLA VALA | 25 KVA | 356
12765 | Damoh | Damoh South | Nohta | ABHANA | 11 KV LAKHANPUR DL | Pati | KHADATOLA MEN BASTY VAL | 100 KVA | 350
12766 | Damoh | Damoh South | Nohta | ABHANA | 11 KV LAKHANPUR DL | Pati | KHDAN TOLA RAIKWAR | 25 KVA | 343
12767 | Damoh | Damoh South | Nohta | ABHANA | 11 KV LAKHANPUR DL | Lakhanpur Ryt. | SHEESPU MEN BASTY | 63 KVA | 325
12768 | Damoh | Damoh South | Nohta | ABHANA | 11 KV LAKHANPUR DL | Lakhanpur Ryt. | ADIVASI MOHALLA VALA | 25 KVA | 321
12769 | Damoh | Damoh South | Nohta | ABHANA | 11 KV LAKHANPUR DL | Lakhanpur Ryt. | KALONI VALA | 25 KVA | 320
12770 | Damoh | Damoh South | Nohta | ABHANA | 11 KV LAKHANPUR DL | Lakhanpur Ryt. | HARIJAN BASTY VALA | 25 KVA | 319
12771 | Damoh | Damoh South | Nohta | ABHANA | 11 KV LAKHANPUR DL | Lakhanpur Ryt. | MEN BASTI VALA | 25 KVA | 318
12772 | Damoh | Damoh South | Nohta | ABHANA | 11 KV LAKHANPUR DL | Lakhanpur Ryt. | SHCOOL VALA | 25 KVA | 317
12773 | Damoh | Damoh South | Nohta | ABHANA | 11 KV LAKHANPUR DL | Lakhanpur Ryt. | JIO TAWAR VALA | 25 KVA | 316
12774 | Damoh | Damoh South | Nohta | ABHANA | 11 KV LAKHANPUR DL | Lakhanpur Ryt. | KALONI VALA 2 | 25 KVA | 315
12775 | Damoh | Damoh South | Nohta | ABHANA | 11 KV LAKHANPUR DL | Lakhanpur Ryt. | SHCOOL VALA | 25 KVA | 314
12776 | Damoh | Damoh South | Nohta | ABHANA | 11 KV LAKHANPUR DL | Lakhanpur Ryt. | SHCOOL VALA | 25 KVA | 313
12777 | Damoh | Damoh South | Nohta | ABHANA | 11 KV LAKHANPUR DL | Lakhanpur Ryt. | SAHAB | 25 KVA | 312
12778 | Damoh | Damoh South | Nohta | ABHANA | 11 KV LAKHANPUR DL | Lakhanpur Ryt. | GOPAL SHING VALA | 25 KVA | 311
12779 | Damoh | Damoh South | Nohta | ABHANA | 11 KV LAKHANPUR DL | Lakhanpur Ryt. | HARIJAN BASTY VALA 2 | 25 KVA | 310
12780 | Damoh | Damoh South | Nohta | ABHANA | 11 KV LAKHANPUR DL | Lakhanpur Ryt. | MATA MOHALA VALA | 25 KVA | 309
12781 | Damoh | Damoh South | Nohta | ABHANA | 11 KV LAKHANPUR DL | Lakhanpur Ryt. | MEN BASTI VALA | 25 KVA | 308
12782 | Damoh | Damoh South | Nohta | ABHANA | 11 KV LAKHANPUR DL | Lakhanpur Ryt. | SHCOOL VALA | 25 KVA | 307
12783 | Damoh | Damoh South | Nohta | ABHANA | 11 KV LAKHANPUR DL | Lakhanpur Ryt. | ARJUN VALA | 25 KVA | 306
12784 | Damoh | Damoh South | Nohta | ABHANA | 11 KV LAKHANPUR DL | Lakhanpur Ryt. | SHCOOL VALA | 25 KVA | 305
12785 | Damoh | Damoh South | Nohta | ABHANA | 11 KV LAKHANPUR DL | Lakhanpur Ryt. | MEN BASTI VALA | 25 KVA | 304
12786 | Damoh | Damoh South | Nohta | ABHANA | 11 KV LAKHANPUR DL | Lakhanpur Ryt. | HARIJAN BASTY VALA | 25 KVA | 303
12787 | Damoh | Damoh South | Nohta | ABHANA | 11 KV LAKHANPUR DL | Lakhanpur Ryt. | KALONI VALA | 25 KVA | 302
12788 | Damoh | Damoh South | Nohta | ABHANA | 11 KV LAKHANPUR DL | Pipariya | LAKHANPUR MEN BASTI VALA | 100 KVA | 297
12789 | Damoh | Damoh South | Nohta | ABHANA | 11 KV LAKHANPUR DL | Pipariya | W/W LAKHANPUR | 25 KVA | 285
12790 | Damoh | Damoh South | Nohta | ABHANA | 11 KV LAKHANPUR DL | Pipariya | LAKHANPUR KALONY | 25 KVA | 278
12791 | Damoh | Damoh South | Nohta | ABHANA | 11 KV LAKHANPUR DL | Hathni | MARBAL FECTRI | 25 KVA | 257
12792 | Damoh | Damoh South | Nohta | ABHANA | 11 KV LAKHANPUR DL | Pipariya | HARIJAN BASTY VALA | 25 KVA | 235
12793 | Damoh | Damoh South | Nohta | ABHANA | 11 KV LAKHANPUR DL | Hathni | KUNJPURA MEN BASTI VALA | 25 KVA | 234
12794 | Damoh | Damoh South | Nohta | ABHANA | 11 KV LAKHANPUR DL | Hathni | KALONI VALA | 25 KVA | 233
12795 | Damoh | Damoh South | Nohta | ABHANA | 11 KV LAKHANPUR DL | Hathni | SAHAB VADAV | 25 KVA | 231
12796 | Damoh | Damoh South | Nohta | ABHANA | 11 KV LAKHANPUR DL | Pipariya | KALONI VALA | 25 KVA | 225
12797 | Damoh | Damoh South | Nohta | ABHANA | 11 KV LAKHANPUR DL | Lakhanpur Ryt. | MUTHIYA MEN BASTI | 63 KVA | 209
12798 | Damoh | Damoh South | Nohta | ABHANA | 11 KV LAKHANPUR DL | Pipariya | HARDUA BAGICHA VALA | 25 KVA | 203
12799 | Damoh | Damoh South | Nohta | ABHANA | 11 KV LAKHANPUR DL | Pipariya | O.N.G.C.CEMP | 100 KVA | 201
12800 | Damoh | Damoh South | Nohta | ABHANA | 11 KV LAKHANPUR DL | Pipariya | DHANNI VALA | 25 KVA | 199
12801 | Damoh | Damoh South | Nohta | ABHANA | 11 KV LAKHANPUR DL | Lakhanpur Ryt. | MEN BASTI VALA | 25 KVA | 179
12802 | Damoh | Damoh South | Nohta | ABHANA | 11 KV LAKHANPUR DL | Lakhanpur Ryt. | DOLAT RAI VALA | 25 KVA | 176
12803 | Damoh | Damoh South | Nohta | ABHANA | 11 KV LAKHANPUR DL | NO VILLAGE FOUND | BASTI WALA | 25 KVA | 171
12804 | Damoh | Damoh South | Nohta | ABHANA | 11 KV LAKHANPUR DL | Lakhana Khedi | KALONI VALA | 25 KVA | 170
12805 | Damoh | Damoh South | Nohta | ABHANA | 11 KV LAKHANPUR DL | NO VILLAGE FOUND | GAON WALA | 25 KVA | 169
12806 | Damoh | Damoh South | Nohta | ABHANA | 11 KV LAKHANPUR DL | Lakhana Khedi | ABHANA KACHWARA | 25 KVA | 160
12807 | Damoh | Damoh South | Nohta | ABHANA | 11 KV LAKHANPUR DL | Pati | KACHHRA TOLA VALA | 25 KVA | 369
12808 | Damoh | Damoh South | Nohta | ABHANA | 11 KV LAKHANPUR DL | Pati | SHEESPU MEN BASTY YADAV | 25 KVA | 379
12809 | Damoh | Damoh South | Nohta | ABHANA | 11 KV LAKHANPUR DL | Pati | MATA MOHALA VALA | 25 KVA | 382
12810 | Damoh | Damoh South | Nohta | ABHANA | 11 KV LAKHANPUR DL | Pati | W/WSHESPUR PATY | 25 KVA | 388
12811 | Damoh | Damoh South | Nohta | ABHANA | 11 KV LAKHANPUR DL | Pati | KALONI VALA | 25 KVA | 393
12812 | Damoh | Damoh South | Nohta | ABHANA | 11 KV LAKHANPUR DL | Pati | SEN MOHAL | 25 KVA | 396
12813 | Damoh | Damoh South | Nohta | ABHANA | 11 KV RAJAPATNA DL | Barkhera | MEN BASTI VALA | 63 KVA | 48
12814 | Damoh | Damoh South | Nohta | ABHANA | 11 KV RAJAPATNA DL | NO VILLAGE FOUND | BASTI WALA | 100 KVA | 496
12815 | Damoh | Damoh South | Nohta | ABHANA | 11 KV RAJAPATNA DL | NO VILLAGE FOUND | GAON WALA | 63 KVA | 493
12816 | Damoh | Damoh South | Nohta | ABHANA | 11 KV RAJAPATNA DL | NO VILLAGE FOUND | BASTI WALA | 25 KVA | 484
12817 | Damoh | Damoh South | Nohta | ABHANA | 11 KV RAJAPATNA DL | NO VILLAGE FOUND | BASTI WALA | 100 KVA | 483
12818 | Damoh | Damoh South | Nohta | ABHANA | 11 KV RAJAPATNA DL | NO VILLAGE FOUND | BASTI WALA | 25 KVA | 482
12819 | Damoh | Damoh South | Nohta | ABHANA | 11 KV RAJAPATNA DL | NO VILLAGE FOUND | BASTI WALA | 25 KVA | 476
12820 | Damoh | Damoh South | Nohta | ABHANA | 11 KV RAJAPATNA DL | NO VILLAGE FOUND | GAON WALA | 63 KVA | 475
12821 | Damoh | Damoh South | Nohta | ABHANA | 11 KV RAJAPATNA DL | NO VILLAGE FOUND | BASTI WALA | 25 KVA | 468
12822 | Damoh | Damoh South | Nohta | ABHANA | 11 KV RAJAPATNA DL | NO VILLAGE FOUND | BASTI WALA | 25 KVA | 465
12823 | Damoh | Damoh South | Nohta | ABHANA | 11 KV RAJAPATNA DL | NO VILLAGE FOUND | BASTI WALA | 25 KVA | 453
12824 | Damoh | Damoh South | Nohta | ABHANA | 11 KV RAJAPATNA DL | NO VILLAGE FOUND | BASTI WALA | 63 KVA | 451
12825 | Damoh | Damoh South | Nohta | ABHANA | 11 KV RAJAPATNA DL | NO VILLAGE FOUND | BASTI WALA | 63 KVA | 452
12826 | Damoh | Damoh South | Nohta | ABHANA | 11 KV RAJAPATNA DL | Badyau | L.NT.COMPNY VALA | 25 KVA | 450
12827 | Damoh | Damoh South | Nohta | ABHANA | 11 KV RAJAPATNA DL | Badyau | HARIJAN BASTY VALA | 25 KVA | 447
12828 | Damoh | Damoh South | Nohta | ABHANA | 11 KV RAJAPATNA DL | Adhrota | SAHAB VADAV | 25 KVA | 445
12829 | Damoh | Damoh South | Nohta | ABHANA | 11 KV RAJAPATNA DL | Adhrota | KASIYA TOLA VALA | 63 KVA | 443
12830 | Damoh | Damoh South | Nohta | ABHANA | 11 KV RAJAPATNA DL | Adhrota | BASTI KE PAS VALA | 25 KVA | 433
12831 | Damoh | Damoh South | Nohta | ABHANA | 11 KV RAJAPATNA DL | Harduwahatari | HARIJAN BASTY VALA | 25 KVA | 430
12832 | Damoh | Damoh South | Nohta | ABHANA | 11 KV RAJAPATNA DL | Harduwahatari | SHCOOL VALA | 25 KVA | 428
12833 | Damoh | Damoh South | Nohta | ABHANA | 11 KV RAJAPATNA DL | Harduwahatari | RAMA GOND KE GHAR KE PAS VALA | 25 KVA | 419
12834 | Damoh | Damoh South | Nohta | ABHANA | 11 KV RAJAPATNA DL | Harduwahatari | SCOOLE KE PAS VALA | 25 KVA | 417
12835 | Damoh | Damoh South | Nohta | ABHANA | 11 KV RAJAPATNA DL | Harduwahatari | MEN BASTI VALA | 25 KVA | 409
12836 | Damoh | Damoh South | Nohta | ABHANA | 11 KV RAJAPATNA DL | Harduwahatari | THHAN SHING VALA | 25 KVA | 402
12837 | Damoh | Damoh South | Nohta | ABHANA | 11 KV RAJAPATNA DL | Harduwahatari | SCOOLE KE PAS VALA | 25 KVA | 401
12838 | Damoh | Damoh South | Nohta | ABHANA | 11 KV RAJAPATNA DL | Harduwahatari | MUNNA SHING KE GHRAR KE PAS VALA | 25 KVA | 400
12839 | Damoh | Damoh South | Nohta | ABHANA | 11 KV RAJAPATNA DL | Harduwahatari | RAJKUMAR VALA | 25 KVA | 397
12840 | Damoh | Damoh South | Nohta | ABHANA | 11 KV RAJAPATNA DL | Harduwahatari | AVDESH SHING KE GHAR KE PAS VALA | 25 KVA | 395
12841 | Damoh | Damoh South | Nohta | ABHANA | 11 KV RAJAPATNA DL | Harduwahatari | KAML SHING VALA | 25 KVA | 394
12842 | Damoh | Damoh South | Nohta | ABHANA | 11 KV RAJAPATNA DL | Harduwahatari | TIRPATI VALA | 25 KVA | 393
12843 | Damoh | Damoh South | Nohta | ABHANA | 11 KV RAJAPATNA DL | Harduwahatari | ADIWASI MOHALLA VALA | 25 KVA | 392
12844 | Damoh | Damoh South | Nohta | ABHANA | 11 KV RAJAPATNA DL | Harduwahatari | HARDUA HATRY MEN VALA | 63 KVA | 391
12845 | Damoh | Damoh South | Nohta | ABHANA | 11 KV RAJAPATNA DL | Harduwahatari | MEN BASTI VALA | 63 KVA | 385
12846 | Damoh | Damoh South | Nohta | ABHANA | 11 KV RAJAPATNA DL | Sagoni Khurd | KALONI VALA | 25 KVA | 383
12847 | Damoh | Damoh South | Nohta | ABHANA | 11 KV RAJAPATNA DL | Sagoni Khurd | MEN BASTI VALA | 100 KVA | 380
12848 | Damoh | Damoh South | Nohta | ABHANA | 11 KV RAJAPATNA DL | Arthkheda | KALONI VALA | 25 KVA | 377
12849 | Damoh | Damoh South | Nohta | ABHANA | 11 KV RAJAPATNA DL | Arthkheda | MEN BASTI VALA | 100 KVA | 362
12850 | Damoh | Damoh South | Nohta | ABHANA | 11 KV RAJAPATNA DL | Arthkheda | SIRPANCH KE GHAR KE PAS VALA | 25 KVA | 361
12851 | Damoh | Damoh South | Nohta | ABHANA | 11 KV RAJAPATNA DL | Arthkheda | HARIJAN BASTI VALA | 25 KVA | 356
12852 | Damoh | Damoh South | Nohta | ABHANA | 11 KV RAJAPATNA DL | Sagoni Khurd | MEN BASTI VALA ROD KE PAS | 100 KVA | 342
12853 | Damoh | Damoh South | Nohta | ABHANA | 11 KV RAJAPATNA DL | Sagoni Khurd | HARIJAN BASTI VALA | 25 KVA | 332
12854 | Damoh | Damoh South | Nohta | ABHANA | 11 KV RAJAPATNA DL | Sagoni Khurd | MEN BASTI VALA | 25 KVA | 330
12855 | Damoh | Damoh South | Nohta | ABHANA | 11 KV RAJAPATNA DL | Rohni | JIO TAWAR VALA | 25 KVA | 328
12856 | Damoh | Damoh South | Nohta | ABHANA | 11 KV RAJAPATNA DL | Barvata | KALLU KACHHI KE GHAR KE PAS VALA | 25 KVA | 323
12857 | Damoh | Damoh South | Nohta | ABHANA | 11 KV RAJAPATNA DL | Sagoni Khurd | KALONI VALA | 25 KVA | 317
12858 | Damoh | Damoh South | Nohta | ABHANA | 11 KV RAJAPATNA DL | Patna Buzurg | MEN BASTI VALA | 25 KVA | 309
12859 | Damoh | Damoh South | Nohta | ABHANA | 11 KV RAJAPATNA DL | Patna Buzurg | HARIJAN BASTY VALA | 25 KVA | 305
12860 | Damoh | Damoh South | Nohta | ABHANA | 11 KV RAJAPATNA DL | Patna Buzurg | KALONI VALA | 25 KVA | 302
12861 | Damoh | Damoh South | Nohta | ABHANA | 11 KV RAJAPATNA DL | Patna Buzurg | MEN BASTI VALA | 25 KVA | 296
12862 | Damoh | Damoh South | Nohta | ABHANA | 11 KV RAJAPATNA DL | Patna Buzurg | BABU SHING KE GHAR KE PAS VALA | 25 KVA | 285
12863 | Damoh | Damoh South | Nohta | ABHANA | 11 KV RAJAPATNA DL | Patna Buzurg | HARIJAN BASTI VALA | 25 KVA | 271
12864 | Damoh | Damoh South | Nohta | ABHANA | 11 KV RAJAPATNA DL | Patna Buzurg | GABDU KE PAS VALA | 25 KVA | 270
12865 | Damoh | Damoh South | Nohta | ABHANA | 11 KV RAJAPATNA DL | Patna Buzurg | W/W VALA | 25 KVA | 268
12866 | Damoh | Damoh South | Nohta | ABHANA | 11 KV RAJAPATNA DL | Patna Buzurg | JAGJDEESH KUMAR KE GHAR KE PAS VALA | 25 KVA | 264
12867 | Damoh | Damoh South | Nohta | ABHANA | 11 KV RAJAPATNA DL | Harduwahatari | SHIRY SHING KE GHAR KE PAS VALA | 25 KVA | 257
12868 | Damoh | Damoh South | Nohta | ABHANA | 11 KV RAJAPATNA DL | Patna Buzurg | MOORAT SHING VALA | 25 KVA | 241
12869 | Damoh | Damoh South | Nohta | ABHANA | 11 KV RAJAPATNA DL | Patna Buzurg | KALONI VALA | 25 KVA | 231
12870 | Damoh | Damoh South | Nohta | ABHANA | 11 KV RAJAPATNA DL | Patna Buzurg | JANKI MANDIR KE PAS VALA | 25 KVA | 222
12871 | Damoh | Damoh South | Nohta | ABHANA | 11 KV RAJAPATNA DL | Patna Buzurg | AERTEL TAWAR VALA | 25 KVA | 219
12872 | Damoh | Damoh South | Nohta | ABHANA | 11 KV RAJAPATNA DL | Patna Buzurg | SHCOOL VALA | 25 KVA | 217
12873 | Damoh | Damoh South | Nohta | ABHANA | 11 KV RAJAPATNA DL | Patna Buzurg | JIO TAWAR VALA | 25 KVA | 212
12874 | Damoh | Damoh South | Nohta | ABHANA | 11 KV RAJAPATNA DL | Patna Buzurg | BUS STEND VALA | 25 KVA | 206
12875 | Damoh | Damoh South | Nohta | ABHANA | 11 KV RAJAPATNA DL | Patna Buzurg | SHCOOL VALA 2 | 25 KVA | 200
12876 | Damoh | Damoh South | Nohta | ABHANA | 11 KV RAJAPATNA DL | Harduwahatari | KACHHVARA KALONI VALA | 25 KVA | 190
12877 | Damoh | Damoh South | Nohta | ABHANA | 11 KV RAJAPATNA DL | Harduwahatari | KACHHVARA MEN BASTI VALA | 100 KVA | 187
12878 | Damoh | Damoh South | Nohta | ABHANA | 11 KV RAJAPATNA DL | Harduwahatari | BASTI KE PAS VALA | 25 KVA | 174
12879 | Damoh | Damoh South | Nohta | ABHANA | 11 KV RAJAPATNA DL | Harduwahatari | THHAN SHING VALA | 25 KVA | 169
12880 | Damoh | Damoh South | Nohta | ABHANA | 11 KV RAJAPATNA DL | Harduwahatari | KALONI VALA | 25 KVA | 167
12881 | Damoh | Damoh South | Nohta | ABHANA | 11 KV RAJAPATNA DL | Harduwahatari | LAKHKHU KE GHAR KE PAS VALA | 25 KVA | 165
12882 | Damoh | Damoh South | Nohta | ABHANA | 11 KV RAJAPATNA DL | Harduwahatari | HARIJAN BASTI VALA | 25 KVA | 157
12883 | Damoh | Damoh South | Nohta | ABHANA | 11 KV RAJAPATNA DL | Harduwahatari | BAHR VALA | 25 KVA | 156
12884 | Damoh | Damoh South | Nohta | ABHANA | 11 KV RAJAPATNA DL | Harduwahatari | SHCOOL VALA | 25 KVA | 153
12885 | Damoh | Damoh South | Nohta | ABHANA | 11 KV RAJAPATNA DL | Adhrota | SCOOLE KE PAS VALA | 25 KVA | 144
12886 | Damoh | Damoh South | Nohta | ABHANA | 11 KV RAJAPATNA DL | Adhrota | RAGGU KE GHAR KE PAS VALA | 25 KVA | 140
12887 | Damoh | Damoh South | Nohta | ABHANA | 11 KV RAJAPATNA DL | Adhrota | AVDESH SHING KE GHAR KE PAS VALA | 25 KVA | 138
12888 | Damoh | Damoh South | Nohta | ABHANA | 11 KV RAJAPATNA DL | Hathri | DOLATTA | 25 KVA | 128
12889 | Damoh | Damoh South | Nohta | ABHANA | 11 KV RAJAPATNA DL | Hathri | W/W BARKHEDA | 25 KVA | 125
12890 | Damoh | Damoh South | Nohta | ABHANA | 11 KV RAJAPATNA DL | Hathri | KALONI VALA | 25 KVA | 111
12891 | Damoh | Damoh South | Nohta | ABHANA | 11 KV RAJAPATNA DL | Hathri | SAHAB SHING VALA | 25 KVA | 109
12892 | Damoh | Damoh South | Nohta | ABHANA | 11 KV RAJAPATNA DL | Hathri | HARIJAN BASTY VALA | 25 KVA | 106
12893 | Damoh | Damoh South | Nohta | ABHANA | 11 KV RAJAPATNA DL | Hathri | SHCOOL VALA | 25 KVA | 105
12894 | Damoh | Damoh South | Nohta | ABHANA | 11 KV RAJAPATNA DL | Hathri | BARKHEDA BASTI VALA | 25 KVA | 103
12895 | Damoh | Damoh South | Nohta | ABHANA | 11 KV RAJAPATNA DL | Hathri | SHCOOL VALA | 25 KVA | 100
12896 | Damoh | Damoh South | Nohta | ABHANA | 11 KV RAJAPATNA DL | Hathri | JAGAT VALA | 25 KVA | 99
12897 | Damoh | Damoh South | Nohta | ABHANA | 11 KV RAJAPATNA DL | Barkhera | SCOOLE KE PAS VALA | 63 KVA | 90
12898 | Damoh | Damoh South | Nohta | ABHANA | 11 KV RAJAPATNA DL | Nimuwa Patti | KALONI VALA | 25 KVA | 74
12899 | Damoh | Damoh South | Nohta | ABHANA | 11 KV RAJAPATNA DL | Nimuwa Patti | KALONI VALA | 63 KVA | 73
12900 | Damoh | Damoh South | Nohta | ABHANA | 11 KV RAJAPATNA DL | Barkhera | KALONI VALA | 25 KVA | 56
12901 | Damoh | Damoh South | Nohta | ABHANA | 11 KV RAJAPATNA DL | Bisna Khedi | SHCOOL VALA | 25 KVA | 39
12902 | Damoh | Damoh South | Nohta | ABHANA | 11 KV RAJAPATNA DL | Lakhana Khedi | SAHAB VADAV | 25 KVA | 34
12903 | Damoh | Damoh South | Nohta | ABHANA | 11 KV RAJAPATNA DL | Lakhana Khedi | FAREED MASAB VALA | 25 KVA | 33
12904 | Damoh | Damoh South | Nohta | ABHANA | 11 KV RAJAPATNA DL | Lakhana Khedi | DOLAT RAI VALA | 25 KVA | 32
12905 | Damoh | Damoh South | Nohta | ABHANA | 11 KV RAJAPATNA DL | Lakhana Khedi | SHCOOL VALA | 25 KVA | 31
12906 | Damoh | Damoh South | Nohta | ABHANA | 11 KV RAJAPATNA DL | Lakhana Khedi | KALONI VALA | 25 KVA | 30
12907 | Damoh | Damoh South | Nohta | ABHANA | 11 KV RAJAPATNA DL | Lakhana Khedi | HARIJAN BASTY VALA | 25 KVA | 29
12908 | Damoh | Damoh South | Nohta | ABHANA | 11 KV RAJAPATNA DL | Lakhana Khedi | KALONI VALA | 25 KVA | 28
12909 | Damoh | Damoh South | Nohta | ABHANA | 11 KV RAJAPATNA DL | Lakhana Khedi | SHCOOL VALA | 25 KVA | 27
12910 | Damoh | Damoh South | Nohta | ABHANA | 11 KV RAJAPATNA DL | Lakhana Khedi | MEN BASTI VALA | 25 KVA | 26
12911 | Damoh | Damoh South | Nohta | ABHANA | 11 KV RAJAPATNA DL | Lakhana Khedi | HARIJAN BASTY VALA | 25 KVA | 25
12912 | Damoh | Damoh South | Nohta | ABHANA | 11 KV RAJAPATNA DL | Lakhana Khedi | W/W VALA | 25 KVA | 24
12913 | Damoh | Damoh South | Nohta | ABHANA | 11 KV RAJAPATNA DL | Lakhana Khedi | SHCOOL VALA | 25 KVA | 23
12914 | Damoh | Damoh South | Nohta | ABHANA | 11 KV RAJAPATNA DL | Lakhana Khedi | BIHARI VALA | 25 KVA | 22
12915 | Damoh | Damoh South | Nohta | ABHANA | 11 KV RAJAPATNA DL | Lakhana Khedi | SHCOOL VALA 2 | 25 KVA | 21
12916 | Damoh | Damoh South | Nohta | ABHANA | 11 KV RAJAPATNA DL | Lakhana Khedi | MEN BASTI VALA | 25 KVA | 20
12917 | Damoh | Damoh South | Nohta | ABHANA | 11 KV RAJAPATNA DL | Lakhana Khedi | SHCOOL VALA | 25 KVA | 19
12918 | Damoh | Damoh South | Nohta | ABHANA | 11 KV RAJAPATNA DL | Lakhana Khedi | HARIJAN BASTY VALA | 25 KVA | 18
12919 | Damoh | Damoh South | Nohta | ABHANA | 11 KV RAJAPATNA DL | Lakhana Khedi | KALONI VALA | 25 KVA | 17
12920 | Damoh | Damoh South | Nohta | ABHANA | 11 KV RAJAPATNA DL | Lakhana Khedi | HIRA BAI VALA | 25 KVA | 16
12921 | Damoh | Damoh South | Nohta | ABHANA | 11 KV RAJAPATNA DL | Lakhana Khedi | HARIJAN BASTY VALA 2 | 25 KVA | 15
12922 | Damoh | Damoh South | Nohta | ABHANA | 11 KV RAJAPATNA DL | Lakhana Khedi | SHCOOL VALA | 25 KVA | 14
12923 | Damoh | Damoh South | Nohta | ABHANA | 11 KV RAJAPATNA DL | Lakhana Khedi | ASOK SHING VALA | 25 KVA | 13
12924 | Damoh | Damoh South | Nohta | ABHANA | 11 KV RAJAPATNA DL | Lakhana Khedi | MEN BASTI VALA | 25 KVA | 12
12925 | Damoh | Damoh South | Nohta | ABHANA | 11 KV RAJAPATNA DL | Lakhana Khedi | HARIJAN BASTY VALA | 25 KVA | 11
12926 | Damoh | Damoh South | Nohta | ABHANA | 11 KV RAJAPATNA DL | Lakhana Khedi | KALONI VALA | 25 KVA | 6
12927 | Damoh | Damoh South | Nohta | ABHANA | 11 KV RAJAPATNA DL | NO VILLAGE FOUND | BASTI WALA | 100 KVA | 497
12928 | Damoh | Damoh South | Nohta | ABHANA | 11 KV RAJAPATNA DL | NO VILLAGE FOUND | GAON WALA | 100 KVA | 498
12929 | Damoh | Damoh South | Nohta | ABHANA | 11 KV RAJAPATNA DL | NO VILLAGE FOUND | GAON WALA | 63 KVA | 518
12930 | Damoh | Damoh South | Nohta | ABHANA | 11 KV RAJAPATNA DL | NO VILLAGE FOUND | BASTI WALA | 25 KVA | 519
12931 | Damoh | Damoh South | Nohta | ABHANA | 11 KV RAJAPATNA DL | NO VILLAGE FOUND | DTR NOT TAGGED | 25 KVA | 526
12932 | Damoh | Damoh South | Nohta | ABHANA | 11 KV RAJAPATNA DL | NO VILLAGE FOUND | DTR NOT TAGGED | 25 KVA | 532
12933 | Damoh | Damoh South | Nohta | ABHANA | 11 KV RAJAPATNA AG | Sagoni Khurd | MEGRAJ SHING VALA | 25 KVA | 1447
12934 | Damoh | Damoh South | Nohta | ABHANA | 11 KV RAJAPATNA AG | Sagoni Khurd | DAN SHING VALA | 25 KVA | 1446
12935 | Damoh | Damoh South | Nohta | ABHANA | 11 KV RAJAPATNA AG | Sagoni Khurd | MUNNNI SHNG VALA | 25 KVA | 1421
12936 | Damoh | Damoh South | Nohta | ABHANA | 11 KV RAJAPATNA AG | Barvata | PUSPENDRA SHING VALA | 25 KVA | 1399
12937 | Damoh | Damoh South | Nohta | ABHANA | 11 KV RAJAPATNA AG | Barvata | MUNNA BABU VALA | 25 KVA | 1397
12938 | Damoh | Damoh South | Nohta | ABHANA | 11 KV RAJAPATNA AG | Rohni | SHAHU JEE VALA | 25 KVA | 1396
12939 | Damoh | Damoh South | Nohta | ABHANA | 11 KV RAJAPATNA AG | Patna Buzurg | MOORAT SHING VALA | 25 KVA | 1379
12940 | Damoh | Damoh South | Nohta | ABHANA | 11 KV RAJAPATNA AG | Patna Buzurg | BOORE SHING VALA | 25 KVA | 1377
12941 | Damoh | Damoh South | Nohta | ABHANA | 11 KV RAJAPATNA AG | Patna Buzurg | MEN HAR BARBTA VALA | 100 KVA | 1363
12942 | Damoh | Damoh South | Nohta | ABHANA | 11 KV RAJAPATNA AG | Harduwahatari | RUPA BAI VALA | 25 KVA | 1344
12943 | Damoh | Damoh South | Nohta | ABHANA | 11 KV RAJAPATNA AG | Patna Buzurg | UTTAM VALA | 25 KVA | 1318
12944 | Damoh | Damoh South | Nohta | ABHANA | 11 KV RAJAPATNA AG | Patna Buzurg | PAPPU TIPATHY VALA | 25 KVA | 1312
12945 | Damoh | Damoh South | Nohta | ABHANA | 11 KV RAJAPATNA AG | Patna Buzurg | MENDA BAI VALA | 25 KVA | 1288
12946 | Damoh | Damoh South | Nohta | ABHANA | 11 KV RAJAPATNA AG | Patna Buzurg | HERAN SING VALA | 25 KVA | 1287
12947 | Damoh | Damoh South | Nohta | ABHANA | 11 KV RAJAPATNA AG | Patna Buzurg | JAGGU AHIRVAL VALA | 25 KVA | 1283
12948 | Damoh | Damoh South | Nohta | ABHANA | 11 KV RAJAPATNA AG | Patna Buzurg | RAMESH AHIRVAL VALA | 25 KVA | 1281
12949 | Damoh | Damoh South | Nohta | ABHANA | 11 KV RAJAPATNA AG | Patna Buzurg | SAHAB SHING VALA | 25 KVA | 1279
12950 | Damoh | Damoh South | Nohta | ABHANA | 11 KV RAJAPATNA AG | Patna Buzurg | SAHAB VADAV | 25 KVA | 1275
12951 | Damoh | Damoh South | Nohta | ABHANA | 11 KV RAJAPATNA AG | Patna Buzurg | BHAGGI SHING VALA | 25 KVA | 1271
12952 | Damoh | Damoh South | Nohta | ABHANA | 11 KV RAJAPATNA AG | Patna Buzurg | BHOPAL SHING VALA | 25 KVA | 1268
12953 | Damoh | Damoh South | Nohta | ABHANA | 11 KV RAJAPATNA AG | Patna Buzurg | GANDHARB SHING VALA | 25 KVA | 1256
12954 | Damoh | Damoh South | Nohta | ABHANA | 11 KV RAJAPATNA AG | Patna Buzurg | RAJA SHING VALA | 25 KVA | 1252
12955 | Damoh | Damoh South | Nohta | ABHANA | 11 KV RAJAPATNA AG | Patna Buzurg | AANND SHING VALA | 25 KVA | 1216
12956 | Damoh | Damoh South | Nohta | ABHANA | 11 KV RAJAPATNA AG | Harduwahatari | NATHHURAM ASATY | 25 KVA | 1199
12957 | Damoh | Damoh South | Nohta | ABHANA | 11 KV RAJAPATNA AG | Harduwahatari | KISAN VALA | 25 KVA | 1198
12958 | Damoh | Damoh South | Nohta | ABHANA | 11 KV RAJAPATNA AG | Harduwahatari | RAJU VALA | 25 KVA | 1192
12959 | Damoh | Damoh South | Nohta | ABHANA | 11 KV RAJAPATNA AG | Hathri | MEN BARKHEDA HAR VALA | 63 KVA | 1179
12960 | Damoh | Damoh South | Nohta | ABHANA | 11 KV RAJAPATNA AG | Hathri | RUPA BAI VALA | 25 KVA | 1173
12961 | Damoh | Damoh South | Nohta | ABHANA | 11 KV RAJAPATNA AG | Hathri | BIRANDAWAN SIRMA | 25 KVA | 1171
12962 | Damoh | Damoh South | Nohta | ABHANA | 11 KV RAJAPATNA AG | Hathri | GULAB BAI VALA | 25 KVA | 1169
12963 | Damoh | Damoh South | Nohta | ABHANA | 11 KV RAJAPATNA AG | Hathri | BABU LAL PATEL VALA | 25 KVA | 1163
12964 | Damoh | Damoh South | Nohta | ABHANA | 11 KV RAJAPATNA AG | Adhrota | HARAIRAM VALA | 25 KVA | 1134
12965 | Damoh | Damoh South | Nohta | ABHANA | 11 KV RAJAPATNA AG | Hathri | RAMSEWAK SIRMA VALA | 25 KVA | 1119
12966 | Damoh | Damoh South | Nohta | ABHANA | 11 KV RAJAPATNA AG | Hathri | SAHAB SHING VALA | 25 KVA | 1107
12967 | Damoh | Damoh South | Nohta | ABHANA | 11 KV RAJAPATNA AG | Barkhera | LACHHMAN SHING VALA | 25 KVA | 1098
12968 | Damoh | Damoh South | Nohta | ABHANA | 11 KV RAJAPATNA AG | Bisna Khedi | MEN HAR VALA RAMPURA | 100 KVA | 1071
12969 | Damoh | Damoh South | Nohta | ABHANA | 11 KV RAJAPATNA AG | Bisna Khedi | PAHARY SHING VALA | 25 KVA | 1057
12970 | Damoh | Damoh South | Nohta | ABHANA | 11 KV RAJAPATNA AG | Bisna Khedi | ROOPSHING VALA | 25 KVA | 1055
12971 | Damoh | Damoh South | Nohta | ABHANA | 11 KV RAJAPATNA AG | Bisna Khedi | GULAB SHING VALA | 25 KVA | 1051
12972 | Damoh | Damoh South | Nohta | ABHANA | 11 KV RAJAPATNA AG | Bisna Khedi | BATTI VALA | 25 KVA | 1048
12973 | Damoh | Damoh South | Nohta | ABHANA | 11 KV RAJAPATNA AG | Lakhana Khedi | CHAKRESH JAIN | 25 KVA | 1047
12974 | Damoh | Damoh South | Nohta | ABHANA | 11 KV RAJAPATNA AG | Lakhana Khedi | HARISHING VALA | 25 KVA | 1036
12975 | Damoh | Damoh South | Nohta | ABHANA | 11 KV RAJAPATNA AG | Bisna Khedi | LHEMCHANDRA VALA | 25 KVA | 1035
12976 | Damoh | Damoh South | Nohta | ABHANA | 11 KV RAJAPATNA AG | Bisna Khedi | NANNI BAI VALA | 25 KVA | 1030
12977 | Damoh | Damoh South | Nohta | ABHANA | 11 KV RAJAPATNA AG | Bisna Khedi | JAGSU PATEL VALA | 63 KVA | 1028
12978 | Damoh | Damoh South | Nohta | ABHANA | 11 KV RAJAPATNA AG | Sagoni Khurd | RAM SHING VALA | 25 KVA | 1450
12979 | Damoh | Damoh South | Nohta | ABHANA | 11 KV RAJAPATNA AG | Sagoni Khurd | MAHRAJ DUBYVALA | 25 KVA | 1452
12980 | Damoh | Damoh South | Bandakpur | BANDAKPUR | 11 KV PIPARIYA SAHNI AG | Pipariya Keolari | PATHARI PUMP | 25 KVA | 1583
12981 | Damoh | Damoh South | Bandakpur | BANDAKPUR | 11 KV PIPARIYA SAHNI AG | Pipariya Keolari | KEVLARI DALPAT SINGH | 25 KVA | 1564
12982 | Damoh | Damoh South | Bandakpur | BANDAKPUR | 11 KV PIPARIYA SAHNI AG | Damoh (Rural) | CHUNGAL HAR | 25 KVA | 1557
12983 | Damoh | Damoh South | Bandakpur | BANDAKPUR | 11 KV PIPARIYA SAHNI AG | Harduwa Chungal | KEVLAI DADDA JI MANDIR | 25 KVA | 1542
12984 | Damoh | Damoh South | Bandakpur | BANDAKPUR | 11 KV PIPARIYA SAHNI AG | Pipariya Keolari | KEVLARI W/W | 25 KVA | 1533
12985 | Damoh | Damoh South | Bandakpur | BANDAKPUR | 11 KV PIPARIYA SAHNI AG | Harduwa Chungal | PARAM KA DTR | 25 KVA | 1524
12986 | Damoh | Damoh South | Bandakpur | BANDAKPUR | 11 KV PIPARIYA SAHNI AG | Harduwa Chungal | KEVLARI MOHAN | 25 KVA | 1523
12987 | Damoh | Damoh South | Bandakpur | BANDAKPUR | 11 KV PIPARIYA SAHNI AG | Pipariya Keolari | KEVLARI RAMESHWER SINGH | 25 KVA | 1515
12988 | Damoh | Damoh South | Bandakpur | BANDAKPUR | 11 KV PIPARIYA SAHNI AG | Harduwa Chungal | KEVLARI BALDEV | 25 KVA | 1499
12989 | Damoh | Damoh South | Bandakpur | BANDAKPUR | 11 KV PIPARIYA SAHNI AG | Harduwa Chungal | PATHARI | 100 KVA | 1496
12990 | Damoh | Damoh South | Bandakpur | BANDAKPUR | 11 KV PIPARIYA SAHNI AG | Harduwa Chungal | KEVLARI KHILAN | 25 KVA | 1492
12991 | Damoh | Damoh South | Bandakpur | BANDAKPUR | 11 KV PIPARIYA SAHNI AG | Harduwa Chungal | KEVLLARI SARPANCH | 100 KVA | 1490
12992 | Damoh | Damoh South | Bandakpur | BANDAKPUR | 11 KV PIPARIYA SAHNI AG | Harduwa Chungal | MALKHAN CHUNGAL | 25 KVA | 1487
12993 | Damoh | Damoh South | Bandakpur | BANDAKPUR | 11 KV PIPARIYA SAHNI AG | Harduwa Chungal | KEVLARI DABOLIYA | 25 KVA | 1482
12994 | Damoh | Damoh South | Bandakpur | BANDAKPUR | 11 KV PIPARIYA SAHNI AG | Keolari | ROJEGHAT PUMP | 25 KVA | 1472
12995 | Damoh | Damoh South | Bandakpur | BANDAKPUR | 11 KV PIPARIYA SAHNI AG | Harduwa Chungal | CHUNGAL SINGHAI | 25 KVA | 1462
12996 | Damoh | Damoh South | Bandakpur | BANDAKPUR | 11 KV PIPARIYA SAHNI AG | Harduwa Chungal | CHAINU SINGH CHUNGAL | 25 KVA | 1456
12997 | Damoh | Damoh South | Bandakpur | BANDAKPUR | 11 KV PIPARIYA SAHNI AG | Damoh (Rural) | DAL SINGH CHUNGAL | 25 KVA | 1454
12998 | Damoh | Damoh South | Bandakpur | BANDAKPUR | 11 KV PIPARIYA SAHNI AG | Damoh (Rural) | BHARAT SARPANCH HARDUA CHUNGAL | 25 KVA | 1434
12999 | Damoh | Damoh South | Bandakpur | BANDAKPUR | 11 KV AANOO AG | Sadiya | DESHRAJ SINGH | 25 KVA | 764
13000 | Damoh | Damoh South | Bandakpur | BANDAKPUR | 11 KV AANOO AG | Sadiya | BAMHORI BALA | 25 KVA | 761
13001 | Damoh | Damoh South | Bandakpur | BANDAKPUR | 11 KV AANOO AG | Samanna | MADAN PATEL | 25 KVA | 745
13002 | Damoh | Damoh South | Bandakpur | BANDAKPUR | 11 KV AANOO AG | Chhapri Karanju | SHANTI BAI KARAIYA | 25 KVA | 742
13003 | Damoh | Damoh South | Bandakpur | BANDAKPUR | 11 KV AANOO AG | Chhapri Karanju | HUKUM RAIKWAR KARAIYA | 100 KVA | 726
13004 | Damoh | Damoh South | Bandakpur | BANDAKPUR | 11 KV AANOO AG | Karaiya Hajari | ROOP SINGH BHADOLI | 25 KVA | 722
13005 | Damoh | Damoh South | Bandakpur | BANDAKPUR | 11 KV AANOO AG | Karaiya Hajari | BHAGIRATH BHADOLI | 25 KVA | 719
13006 | Damoh | Damoh South | Bandakpur | BANDAKPUR | 11 KV AANOO AG | Karaiya Hajari | BADE AAM BHADOLI | 100 KVA | 718
13007 | Damoh | Damoh South | Bandakpur | BANDAKPUR | 11 KV AANOO AG | Bhadauli | GADARAU MOHALLA | 100 KVA | 690
13008 | Damoh | Damoh South | Bandakpur | BANDAKPUR | 11 KV AANOO AG | Bhadauli | IMRAT RAIKWAR | 25 KVA | 681
13009 | Damoh | Damoh South | Bandakpur | BANDAKPUR | 11 KV AANOO AG | Bhadauli | DHANIRAM | 25 KVA | 675
13010 | Damoh | Damoh South | Bandakpur | BANDAKPUR | 11 KV AANOO AG | Bhadauli | TUNDDE LAL | 25 KVA | 663
13011 | Damoh | Damoh South | Bandakpur | BANDAKPUR | 11 KV AANOO AG | Anoo | RAMESH PATEL | 25 KVA | 654
13012 | Damoh | Damoh South | Bandakpur | BANDAKPUR | 11 KV AANOO AG | Anoo | THAN SINGH ANOO | 25 KVA | 650
13013 | Damoh | Damoh South | Bandakpur | BANDAKPUR | 11 KV AANOO AG | Dhanauwa | MAKHAN PATEL | 25 KVA | 647
13014 | Damoh | Damoh South | Bandakpur | BANDAKPUR | 11 KV AANOO AG | Anoo | BANDHU PATEL | 25 KVA | 643
13015 | Damoh | Damoh South | Bandakpur | BANDAKPUR | 11 KV AANOO AG | Anoo | TARBAR PATEL | 25 KVA | 637
13016 | Damoh | Damoh South | Bandakpur | BANDAKPUR | 11 KV AANOO AG | Anoo | KALU PATEL | 25 KVA | 632
13017 | Damoh | Damoh South | Bandakpur | BANDAKPUR | 11 KV AANOO AG | Anoo | FARID KHAN | 25 KVA | 626
13018 | Damoh | Damoh South | Bandakpur | BANDAKPUR | 11 KV AANOO AG | Anoo | HANUMANTA | 100 KVA | 617
13019 | Damoh | Damoh South | Bandakpur | BANDAKPUR | 11 KV AANOO AG | Anoo | MOHAN PATEL DHANAUVA | 25 KVA | 613
13020 | Damoh | Damoh South | Bandakpur | BANDAKPUR | 11 KV AANOO AG | Dhanauwa | NANHE LAL ADIWASI | 25 KVA | 607
13021 | Damoh | Damoh South | Bandakpur | BANDAKPUR | 11 KV AANOO AG | Dhanauwa | SULTAN SINGH MADIYA HAR | 25 KVA | 602
13022 | Damoh | Damoh South | Bandakpur | BANDAKPUR | 11 KV AANOO AG | Dhanauwa | PRATAPPATEL | 25 KVA | 597
13023 | Damoh | Damoh South | Bandakpur | BANDAKPUR | 11 KV AANOO AG | Dhanauwa | DIVAN PATEL DHANAUVA | 100 KVA | 591
13024 | Damoh | Damoh South | Bandakpur | BANDAKPUR | 11 KV AANOO AG | Anoo | SAHAB LAL PATHAK | 25 KVA | 578
13025 | Damoh | Damoh South | Bandakpur | BANDAKPUR | 11 KV AANOO AG | Dhanauwa | SADIAY HAR | 63 KVA | 571
13026 | Damoh | Damoh South | Bandakpur | BANDAKPUR | 11 KV AANOO AG | Dhanauwa | RAMNATH BALA | 25 KVA | 570
13027 | Damoh | Damoh South | Bandakpur | BANDAKPUR | 11 KV AANOO AG | Dhanauwa | SHEEL RANI SADIYA | 25 KVA | 564
13028 | Damoh | Damoh South | Bandakpur | BANDAKPUR | 11 KV AANOO AG | Dhanauwa | KAPOOR CHAND JAIN SADIYA | 25 KVA | 555
13029 | Damoh | Damoh South | Bandakpur | BANDAKPUR | 11 KV AANOO AG | Sadiya | BABU SINGH | 25 KVA | 549
13030 | Damoh | Damoh South | Bandakpur | BANDAKPUR | 11 KV AANOO AG | Sadiya | REST HOUSE KE PASS | 63 KVA | 546
13031 | Damoh | Damoh South | Bandakpur | BANDAKPUR | 11 KV AANOO AG | Sadiya | PATHAK JI | 25 KVA | 545
13032 | Damoh | Damoh South | Bandakpur | BANDAKPUR | 11 KV AANOO AG | Sadiya | SADIYA KACHHI | 63 KVA | 542
13033 | Damoh | Damoh South | Bandakpur | BANDAKPUR | 11 KV AANOO AG | Dhanauwa | BHARAT SINGH CHUNGAL HAR | 25 KVA | 527
13034 | Damoh | Damoh South | Bandakpur | BANDAKPUR | 11 KV AANOO AG | Dhanauwa | JHAM SINGH CHUNGAL HAR | 25 KVA | 522
13035 | Damoh | Damoh South | Bandakpur | BANDAKPUR | 11 KV AANOO AG | Sadiya | CHANDRANARAYAN SONI | 25 KVA | 501
13036 | Damoh | Damoh South | Bandakpur | BANDAKPUR | 11 KV AANOO AG | Anoo | RADHE SARPANCH BAMHORI | 25 KVA | 768
13037 | Damoh | Damoh South | Bandakpur | BANDAKPUR | 11 KV AANOO AG | Anoo | AMIT LAKHERA | 25 KVA | 775
13038 | Damoh | Damoh South | Bandakpur | BANDAKPUR | 11 KV AANOO AG | Anoo | POL PALA NALA | 25 KVA | 787
13039 | Damoh | Damoh South | Bandakpur | BANDAKPUR | 11 KV AANOO AG | Anoo | BAMHORI HAR | 25 KVA | 788
13040 | Damoh | Damoh South | Bandakpur | BANDAKPUR | 11 KV AANOO DL | NO VILLAGE FOUND | GAO WALA | 25 KVA | 1303
13041 | Damoh | Damoh South | Bandakpur | BANDAKPUR | 11 KV AANOO DL | Karaiya Hajari | GAO WALA | 25 KVA | 1146
13042 | Damoh | Damoh South | Bandakpur | BANDAKPUR | 11 KV AANOO DL | Karaiya Hajari | KUCHVADIYA TOLA KARAIYA | 25 KVA | 1132
13043 | Damoh | Damoh South | Bandakpur | BANDAKPUR | 11 KV AANOO DL | Karaiya Hajari | RAILWAY SATATION KARAIYA | 63 KVA | 1130
13044 | Damoh | Damoh South | Bandakpur | BANDAKPUR | 11 KV AANOO DL | Karaiya Hajari | MANOJ RAIKVAR KE PASS | 25 KVA | 1121
13045 | Damoh | Damoh South | Bandakpur | BANDAKPUR | 11 KV AANOO DL | Karaiya Hajari | SAMUDAYAK BHAVAN KARAIYA | 25 KVA | 1112
13046 | Damoh | Damoh South | Bandakpur | BANDAKPUR | 11 KV AANOO DL | Bhadauli | CHOPRA | 25 KVA | 1094
13047 | Damoh | Damoh South | Bandakpur | BANDAKPUR | 11 KV AANOO DL | Bhadauli | RAJKUMAR BHADOLI | 100 KVA | 1086
13048 | Damoh | Damoh South | Bandakpur | BANDAKPUR | 11 KV AANOO DL | Bhadauli | ANOO RAILWAY FATAK | 25 KVA | 1083
13049 | Damoh | Damoh South | Bandakpur | BANDAKPUR | 11 KV AANOO DL | Bhadauli | BHUPAT FM BHADOLI | 25 KVA | 1078
13050 | Damoh | Damoh South | Bandakpur | BANDAKPUR | 11 KV AANOO DL | Anoo | JAMNA YADAV | 25 KVA | 1075
13051 | Damoh | Damoh South | Bandakpur | BANDAKPUR | 11 KV AANOO DL | Anoo | ROAD BALA ANO | 25 KVA | 1071
13052 | Damoh | Damoh South | Bandakpur | BANDAKPUR | 11 KV AANOO DL | Anoo | GADARIYA MOHALLA ANOO | 25 KVA | 1068
13053 | Damoh | Damoh South | Bandakpur | BANDAKPUR | 11 KV AANOO DL | Anoo | ANOO TALAB KE PASS | 25 KVA | 1067
13054 | Damoh | Damoh South | Bandakpur | BANDAKPUR | 11 KV AANOO DL | Anoo | GADARIYA MOHALLA ANOO 2 | 25 KVA | 1063
13055 | Damoh | Damoh South | Bandakpur | BANDAKPUR | 11 KV AANOO DL | Anoo | TANTU SINGH ANOO | 25 KVA | 1062
13056 | Damoh | Damoh South | Bandakpur | BANDAKPUR | 11 KV AANOO DL | Anoo | ANOO TALAB | 25 KVA | 1058
13057 | Damoh | Damoh South | Bandakpur | BANDAKPUR | 11 KV AANOO DL | Anoo | JIO TOWER ANOO | 25 KVA | 1056
13058 | Damoh | Damoh South | Bandakpur | BANDAKPUR | 11 KV AANOO DL | Anoo | ANOO W/W | 100 KVA | 1053
13059 | Damoh | Damoh South | Bandakpur | BANDAKPUR | 11 KV AANOO DL | Dhanauwa | MAGAN SAHU ANOO | 25 KVA | 1044
13060 | Damoh | Damoh South | Bandakpur | BANDAKPUR | 11 KV AANOO DL | Anoo | MUDI ANOO | 100 KVA | 1035
13061 | Damoh | Damoh South | Bandakpur | BANDAKPUR | 11 KV AANOO DL | NO VILLAGE FOUND | DTR NOT TAGGED | 25 KVA | 1025
13062 | Damoh | Damoh South | Bandakpur | BANDAKPUR | 11 KV AANOO DL | Anoo | ANOO BASTI | 200 KVA | 1024
13063 | Damoh | Damoh South | Bandakpur | BANDAKPUR | 11 KV AANOO DL | Anoo | ANOO BSNL | 63 KVA | 1020
13064 | Damoh | Damoh South | Bandakpur | BANDAKPUR | 11 KV AANOO DL | Dhanauwa | RAMCHARN PATEL BALA DHNAUA | 25 KVA | 1010
13065 | Damoh | Damoh South | Bandakpur | BANDAKPUR | 11 KV AANOO DL | Dhanauwa | FAGGU PATEL NALA KE PASS | 25 KVA | 1002
13066 | Damoh | Damoh South | Bandakpur | BANDAKPUR | 11 KV AANOO DL | Madiya | MADIYA BASTI | 25 KVA | 988
13067 | Damoh | Damoh South | Bandakpur | BANDAKPUR | 11 KV AANOO DL | Sadiya | SADIYA KUCHBANDIYA TOLA | 25 KVA | 964
13068 | Damoh | Damoh South | Bandakpur | BANDAKPUR | 11 KV AANOO DL | Sadiya | SADIYA BASTI | 25 KVA | 956
13069 | Damoh | Damoh South | Bandakpur | BANDAKPUR | 11 KV AANOO DL | Bamhori | BAMHORI BASTI | 25 KVA | 927
13070 | Damoh | Damoh South | Bandakpur | BANDAKPUR | 11 KV AANOO DL | Bamhori | HARIJAN BASTI | 63 KVA | 926
13071 | Damoh | Damoh South | Bandakpur | BANDAKPUR | 11 KV AANOO DL | Bamhori | KHER MATA BAMHORI | 100 KVA | 925
13072 | Damoh | Damoh South | Bandakpur | BANDAKPUR | 11 KV AANOO DL | Bamhori | BAMHORI SCHOOL | 25 KVA | 921
13073 | Damoh | Damoh South | Bandakpur | BANDAKPUR | 11 KV AANOO DL | Bamhori | BAMHORI JIO TOWER | 25 KVA | 918
13074 | Damoh | Damoh South | Bandakpur | BANDAKPUR | 11 KV AANOO DL | Bamhori | KALU PATEL | 100 KVA | 909
13075 | Damoh | Damoh South | Bandakpur | BANDAKPUR | 11 KV AANOO DL | Bamhori | AGRAWALL KIRANA BAMHORI FATAK | 100 KVA | 904
13076 | Damoh | Damoh South | Bandakpur | BANDAKPUR | 11 KV AANOO DL | Bamhori | BADAL SINGH | 100 KVA | 898
13077 | Damoh | Damoh South | Bandakpur | BANDAKPUR | 11 KV AANOO DL | Bandakpur | TARENDRA RATHOR | 25 KVA | 886
13078 | Damoh | Damoh South | Bandakpur | BANDAKPUR | 11 KV AANOO DL | Bandakpur | PANCHBATI MUHALLA (BANDAKPUR ) | 25 KVA | 855
13079 | Damoh | Damoh South | Bandakpur | BANDAKPUR | 11 KV BANDAKPUR DL | Bandakpur | CHOWEY MOHALLA | 63 KVA | 114
13080 | Damoh | Damoh South | Bandakpur | BANDAKPUR | 11 KV BANDAKPUR DL | Bandakpur | KHER MATA PASS | 100 KVA | 104
13081 | Damoh | Damoh South | Bandakpur | BANDAKPUR | 11 KV BANDAKPUR DL | Bandakpur | VITNORY HOSPITAL BANDAKPUR | 25 KVA | 101
13082 | Damoh | Damoh South | Bandakpur | BANDAKPUR | 11 KV BANDAKPUR DL | Bandakpur | RELINCE TOWER BANDAKPUR | 25 KVA | 98
13083 | Damoh | Damoh South | Bandakpur | BANDAKPUR | 11 KV BANDAKPUR DL | Bandakpur | AIRTEL TOWER BANDAKPUR | 25 KVA | 97
13084 | Damoh | Damoh South | Bandakpur | BANDAKPUR | 11 KV BANDAKPUR DL | Bandakpur | BANDAKPUR TALAIYA | 100 KVA | 95
13085 | Damoh | Damoh South | Bandakpur | BANDAKPUR | 11 KV BANDAKPUR DL | Bandakpur | HANUMAN MANDIR | 100 KVA | 94
13086 | Damoh | Damoh South | Bandakpur | BANDAKPUR | 11 KV BANDAKPUR DL | Bandakpur | SITTU PANDA HANUMAN MANDIR KE PAS | 63 KVA | 91
13087 | Damoh | Damoh South | Bandakpur | BANDAKPUR | 11 KV BANDAKPUR DL | Bandakpur | BIDI BRANCH KE SAMNE BANDAKPUR | 25 KVA | 89
13088 | Damoh | Damoh South | Bandakpur | BANDAKPUR | 11 KV BANDAKPUR DL | Bandakpur | WATER BOX BANDAKPUR | 100 KVA | 70
13089 | Damoh | Damoh South | Bandakpur | BANDAKPUR | 11 KV BANDAKPUR DL | Bandakpur | BHOLENATH MANDIR | 100 KVA | 68
13090 | Damoh | Damoh South | Bandakpur | BANDAKPUR | 11 KV BANDAKPUR DL | Bandakpur | BSNL TOWER | 100 KVA | 66
13091 | Damoh | Damoh South | Bandakpur | BANDAKPUR | 11 KV BANDAKPUR DL | Bandakpur | IDEA TOWER BANDAKPUR | 63 KVA | 59
13092 | Damoh | Damoh South | Bandakpur | BANDAKPUR | 11 KV BANDAKPUR DL | Bandakpur | BUS STAND | 200 KVA | 58
13093 | Damoh | Damoh South | Bandakpur | BANDAKPUR | 11 KV BANDAKPUR DL | Bandakpur | ANOO ROAD | 63 KVA | 50
13094 | Damoh | Damoh South | Bandakpur | BANDAKPUR | 11 KV BANDAKPUR DL | Bandakpur | SANTOSH SAU FM | 25 KVA | 47
13095 | Damoh | Damoh South | Bandakpur | BANDAKPUR | 11 KV BANDAKPUR DL | Bandakpur | BAZAR HAT | 25 KVA | 45
13096 | Damoh | Damoh South | Bandakpur | BANDAKPUR | 11 KV BANDAKPUR DL | Bandakpur | YADAV MUHALLA | 100 KVA | 44
13097 | Damoh | Damoh South | Bandakpur | BANDAKPUR | 11 KV BANDAKPUR DL | Bandakpur | MELA MAIDAN 1 | 100 KVA | 42
13098 | Damoh | Damoh South | Bandakpur | BANDAKPUR | 11 KV BANDAKPUR DL | Bandakpur | PANNA LAL BIDI KARKHANA | 100 KVA | 40
13099 | Damoh | Damoh South | Bandakpur | BANDAKPUR | 11 KV BANDAKPUR DL | Bandakpur | PATHAK MUHALLA | 100 KVA | 39
13100 | Damoh | Damoh South | Bandakpur | BANDAKPUR | 11 KV BANDAKPUR DL | Bandakpur | HIGH SEC. SCHOOL BANDAKPUR | 25 KVA | 30
13101 | Damoh | Damoh South | Bandakpur | BANDAKPUR | 11 KV BANDAKPUR DL | Bandakpur | BIDI COLONY 2 | 25 KVA | 27
13102 | Damoh | Damoh South | Bandakpur | BANDAKPUR | 11 KV BANDAKPUR DL | Bandakpur | BIDI COLONY 1 | 63 KVA | 21
13103 | Damoh | Damoh South | Bandakpur | BANDAKPUR | 11 KV BANDAKPUR DL | Bandakpur | BIDI COLONY | 25 KVA | 20
13104 | Damoh | Damoh South | Bandakpur | BANDAKPUR | 11 KV BANDAKPUR DL | Bandakpur | MAHARSHI | 63 KVA | 14
13105 | Damoh | Damoh South | Bandakpur | BANDAKPUR | 11 KV BANDAKPUR DL | Bandakpur | TAMRKAR FLOOR MILL | 100 KVA | 120
13106 | Damoh | Damoh South | Bandakpur | BANDAKPUR | 11 KV BANDAKPUR DL | Bandakpur | WARE HOUSE | 25 KVA | 128
13107 | Damoh | Damoh South | Bandakpur | BANDAKPUR | 11 KV BANDAKPUR DL | Bandakpur | ABEDKAR WARD | 63 KVA | 139
13108 | Damoh | Damoh South | Bandakpur | BANDAKPUR | 11 KV BANDAKPUR DL | Bandakpur | ATHAI CHOK | 63 KVA | 141
13109 | Damoh | Damoh South | Bandakpur | BANDAKPUR | 11 KV HALGUCH DL | Kheri Jujhar | KHERI BASTI | 63 KVA | 1496
13110 | Damoh | Damoh South | Bandakpur | BANDAKPUR | 11 KV HALGUCH DL | Barkhera | GOMATI BAI WALA | 25 KVA | 1470
13111 | Damoh | Damoh South | Bandakpur | BANDAKPUR | 11 KV HALGUCH DL | Balarpur | DWARAKA YADAV KE PASS | 25 KVA | 1456
13112 | Damoh | Damoh South | Bandakpur | BANDAKPUR | 11 KV HALGUCH DL | Balarpur | MOHAN CHAKKI WALA | 100 KVA | 1447
13113 | Damoh | Damoh South | Bandakpur | BANDAKPUR | 11 KV HALGUCH DL | Balarpur | BALARPUR HARIJAN BASTI | 25 KVA | 1441
13114 | Damoh | Damoh South | Bandakpur | BANDAKPUR | 11 KV HALGUCH DL | Balarpur | BALARPUR BADA SAMSAN | 100 KVA | 1438
13115 | Damoh | Damoh South | Bandakpur | BANDAKPUR | 11 KV HALGUCH DL | Barkhera | TANKI KE PASS | 25 KVA | 1424
13116 | Damoh | Damoh South | Bandakpur | BANDAKPUR | 11 KV HALGUCH DL | Barkhera | BARKHERA BASTI | 63 KVA | 1419
13117 | Damoh | Damoh South | Bandakpur | BANDAKPUR | 11 KV HALGUCH DL | Hinota | HINOTO BASTI | 100 KVA | 1390
13118 | Damoh | Damoh South | Bandakpur | BANDAKPUR | 11 KV HALGUCH DL | Hinota | SHIV SINGH WALA | 25 KVA | 1386
13119 | Damoh | Damoh South | Bandakpur | BANDAKPUR | 11 KV HALGUCH DL | Mudari | HARIJAN BASTI MUDARI | 63 KVA | 1359
13120 | Damoh | Damoh South | Bandakpur | BANDAKPUR | 11 KV HALGUCH DL | Mudari | MUDARI SCHOOL BALA | 25 KVA | 1353
13121 | Damoh | Damoh South | Bandakpur | BANDAKPUR | 11 KV HALGUCH DL | Maili | MAILI BASTI | 100 KVA | 1345
13122 | Damoh | Damoh South | Bandakpur | BANDAKPUR | 11 KV HALGUCH DL | Jujhar | JUJHAR BASTI | 100 KVA | 1315
13123 | Damoh | Damoh South | Bandakpur | BANDAKPUR | 11 KV HALGUCH DL | Jujhar | RATANCHAND JAIN | 25 KVA | 1313
13124 | Damoh | Damoh South | Bandakpur | BANDAKPUR | 11 KV HALGUCH DL | Ranjra | TARI TOLA | 100 KVA | 1291
13125 | Damoh | Damoh South | Bandakpur | BANDAKPUR | 11 KV HALGUCH DL | Ranjra | UJIYAR SINGH TARI TOLA | 25 KVA | 1289
13126 | Damoh | Damoh South | Bandakpur | BANDAKPUR | 11 KV HALGUCH DL | Ranjra | DHAN SINGH /MULAYAM SINGH | 25 KVA | 1281
13127 | Damoh | Damoh South | Bandakpur | BANDAKPUR | 11 KV HALGUCH DL | Ranjra | NANHE BHAI /MUSABBI SINGH | 25 KVA | 1279
13128 | Damoh | Damoh South | Bandakpur | BANDAKPUR | 11 KV HALGUCH DL | Ranjra | POORAN BAGHA TOLA | 63 KVA | 1278
13129 | Damoh | Damoh South | Bandakpur | BANDAKPUR | 11 KV HALGUCH DL | Ranjra | VEER SINGH WALA | 25 KVA | 1277
13130 | Damoh | Damoh South | Bandakpur | BANDAKPUR | 11 KV HALGUCH DL | Ranjra | RANJRA BASTI | 63 KVA | 1275
13131 | Damoh | Damoh South | Bandakpur | BANDAKPUR | 11 KV HALGUCH DL | Kuda Kudan | KUDAKUDAN PUMP WALA | 100 KVA | 1260
13132 | Damoh | Damoh South | Bandakpur | BANDAKPUR | 11 KV HALGUCH DL | Ranjra | MATURA BAI | 25 KVA | 1243
13133 | Damoh | Damoh South | Bandakpur | BANDAKPUR | 11 KV HALGUCH DL | Ranjra | HARIJAN BASTI RANJARA | 25 KVA | 1231
13134 | Damoh | Damoh South | Bandakpur | BANDAKPUR | 11 KV HALGUCH DL | Kuda Kudan | KUDAKUDAN MEN ROD BASTI WALA | 25 KVA | 1222
13135 | Damoh | Damoh South | Bandakpur | BANDAKPUR | 11 KV HALGUCH DL | Ranjra | RANJARA HASPITAL KE PASS | 100 KVA | 1194
13136 | Damoh | Damoh South | Bandakpur | BANDAKPUR | 11 KV HALGUCH DL | Ranjra | AIRTEL TOWER RANJARA | 25 KVA | 1183
13137 | Damoh | Damoh South | Bandakpur | BANDAKPUR | 11 KV HALGUCH DL | Ranjra | RANJARA BASTI PORANA | 100 KVA | 1175
13138 | Damoh | Damoh South | Bandakpur | BANDAKPUR | 11 KV HALGUCH DL | Ranjra | LACHAMAN PATPARA | 25 KVA | 1167
13139 | Damoh | Damoh South | Bandakpur | BANDAKPUR | 11 KV HALGUCH DL | Maili | NARMADA BAI GOND | 25 KVA | 1160
13140 | Damoh | Damoh South | Bandakpur | BANDAKPUR | 11 KV HALGUCH DL | Maili | ASHOK YADAV MAILI | 25 KVA | 1156
13141 | Damoh | Damoh South | Bandakpur | BANDAKPUR | 11 KV HALGUCH DL | Maili | SULOCHNA YADVA | 25 KVA | 1154
13142 | Damoh | Damoh South | Bandakpur | BANDAKPUR | 11 KV HALGUCH DL | Maili | MAILI TIGADDA | 25 KVA | 1147
13143 | Damoh | Damoh South | Bandakpur | BANDAKPUR | 11 KV HALGUCH DL | Maili | NEMCHAND JAIN | 25 KVA | 1135
13144 | Damoh | Damoh South | Bandakpur | BANDAKPUR | 11 KV HALGUCH DL | Riyana | LACHHU GULJAR | 25 KVA | 1128
13145 | Damoh | Damoh South | Bandakpur | BANDAKPUR | 11 KV HALGUCH DL | Riyana | GANESH SINGH RIYANA | 25 KVA | 1123
13146 | Damoh | Damoh South | Bandakpur | BANDAKPUR | 11 KV HALGUCH DL | Riyana | SUNDAR SINGH | 25 KVA | 1118
13147 | Damoh | Damoh South | Bandakpur | BANDAKPUR | 11 KV HALGUCH DL | NO VILLAGE FOUND | DTR NOT TAGGED | 25 KVA | 1112
13148 | Damoh | Damoh South | Bandakpur | BANDAKPUR | 11 KV HALGUCH DL | Riyana | BHOOP SINGH | 25 KVA | 1109
13149 | Damoh | Damoh South | Bandakpur | BANDAKPUR | 11 KV HALGUCH DL | Riyana | MADAN SINGH | 25 KVA | 1099
13150 | Damoh | Damoh South | Bandakpur | BANDAKPUR | 11 KV HALGUCH DL | Riyana | SANTOSH | 25 KVA | 1094
13151 | Damoh | Damoh South | Bandakpur | BANDAKPUR | 11 KV HALGUCH DL | Riyana | TULSHI | 25 KVA | 1089
13152 | Damoh | Damoh South | Bandakpur | BANDAKPUR | 11 KV HALGUCH DL | Riyana | RIYANA BASTI 2 NO ANNU KE PASS | 100 KVA | 1085
13153 | Damoh | Damoh South | Bandakpur | BANDAKPUR | 11 KV HALGUCH DL | Riyana | TRIYANA BASTI OLD | 100 KVA | 1083
13154 | Damoh | Damoh South | Bandakpur | BANDAKPUR | 11 KV HALGUCH DL | Riyana | RIYANA WW 2 TANKI BALA | 25 KVA | 1081
13155 | Damoh | Damoh South | Bandakpur | BANDAKPUR | 11 KV HALGUCH DL | Riyana | RIYANA WW 1 | 25 KVA | 1073
13156 | Damoh | Damoh South | Bandakpur | BANDAKPUR | 11 KV HALGUCH DL | Riyana | DARSAN SINGH | 25 KVA | 1066
13157 | Damoh | Damoh South | Bandakpur | BANDAKPUR | 11 KV HALGUCH DL | Mudari | MUDARI TOWER KE PASS | 100 KVA | 1045
13158 | Damoh | Damoh South | Bandakpur | BANDAKPUR | 11 KV HALGUCH DL | Mudari | MUDARI JIO TAWER | 25 KVA | 1044
13159 | Damoh | Damoh South | Bandakpur | BANDAKPUR | 11 KV HALGUCH DL | Mudari | MUDARI BASTI OLD | 100 KVA | 1039
13160 | Damoh | Damoh South | Bandakpur | BANDAKPUR | 11 KV HALGUCH DL | Halgaj | HALGAJ RAVI FM | 100 KVA | 1007
13161 | Damoh | Damoh South | Bandakpur | BANDAKPUR | 11 KV HALGUCH DL | Halgaj | HALGAJ MUKTIDHAM | 100 KVA | 989
13162 | Damoh | Damoh South | Bandakpur | BANDAKPUR | 11 KV HALGUCH DL | Halgaj | HALGAJ ROHANIYA | 25 KVA | 969
13163 | Damoh | Damoh South | Bandakpur | BANDAKPUR | 11 KV HALGUCH DL | Halgaj | HALGAJ TALAB WALA 25KVA | 25 KVA | 945
13164 | Damoh | Damoh South | Bandakpur | BANDAKPUR | 11 KV HALGUCH DL | Halgaj | HALGAJ WW 2 NO TANKI BALA | 25 KVA | 944
13165 | Damoh | Damoh South | Bandakpur | BANDAKPUR | 11 KV HALGUCH DL | Halgaj | HALGAJ TALAB WALA 25KVA | 25 KVA | 937
13166 | Damoh | Damoh South | Bandakpur | BANDAKPUR | 11 KV HALGUCH DL | Kheri Jujhar | RAJKUMAR YADAV | 25 KVA | 1499
13167 | Damoh | Damoh South | Bandakpur | BANDAKPUR | 11 KV HALGUCH DL | Kheri Jujhar | KALU PATEL | 25 KVA | 1502
13168 | Damoh | Damoh South | Bandakpur | BANDAKPUR | 11 KV HALGUCH DL | Ahrora | PREMSANKAR WALA | 25 KVA | 1507
13169 | Damoh | Damoh South | Bandakpur | BANDAKPUR | 11 KV HALGUCH DL | Ahrora | AHRORA BASTI | 63 KVA | 1510
13170 | Damoh | Damoh South | Bandakpur | BANDAKPUR | 11 KV HALGUCH DL | Ahrora | BABULAL WALA NO 1 | 25 KVA | 1515
13171 | Damoh | Damoh South | Bandakpur | BANDAKPUR | 11 KV HALGUCH DL | Ahrora | UDAYA PATEL | 25 KVA | 1520
13172 | Damoh | Damoh South | Bandakpur | BANDAKPUR | 11 KV HALGUCH DL | Ahrora | HARI RAM WALA | 25 KVA | 1523
13173 | Damoh | Damoh South | Bandakpur | BANDAKPUR | 11 KV HALGUCH DL | Ahrora | MOHAN PATEL | 63 KVA | 1530
13174 | Damoh | Damoh South | Bandakpur | BANDAKPUR | 11 KV HALGUCH DL | Balarpur | HIGH SCHOOL WALA BALARPUR | 25 KVA | 1550
13175 | Damoh | Damoh South | Bandakpur | BANDAKPUR | 11 KV HALGUCH DL | Balarpur | BALARPUR W/W | 25 KVA | 1558
13176 | Damoh | Damoh South | Bandakpur | BANDAKPUR | 11 KV HALGUCH DL | Balarpur | BUSSTEND WALA | 100 KVA | 1563
13177 | Damoh | Damoh South | Bandakpur | BANDAKPUR | 11 KV HALGUCH DL | Balarpur | AIRTEL TOWER BALARPUR | 25 KVA | 1566
13178 | Damoh | Damoh South | Bandakpur | BANDAKPUR | 11 KV HALGUCH DL | Balarpur | TALAB WAL BALARPUR | 25 KVA | 1572
13179 | Damoh | Damoh South | Bandakpur | BANDAKPUR | 11 KV HALGUCH DL | Badaiya Kheda | BADAIYA KHEDA | 25 KVA | 1597
13180 | Damoh | Damoh South | Bandakpur | BANDAKPUR | 11 KV HALGUCH DL | Khadera | MANJHPURA | 100 KVA | 1626
13181 | Damoh | Damoh South | Bandakpur | BANDAKPUR | 11 KV HALGUCH DL | Khadera | KHADEA TORIYA | 100 KVA | 1635
13182 | Damoh | Damoh South | Bandakpur | BANDAKPUR | 11 KV HALGUCH DL | Khadera | KHADERA PANCHAYAT KE PASS | 63 KVA | 1643
13183 | Damoh | Damoh South | Bandakpur | BANDAKPUR | 11 KV HALGUCH DL | Khadera | PRATAP /CHETU SINGH KHADERA | 25 KVA | 1654
13184 | Damoh | Damoh South | Bandakpur | BANDAKPUR | 11 KV HALGUCH DL | Khadera | KHADERA KEERAT WALA | 100 KVA | 1655
13185 | Damoh | Damoh South | Bandakpur | BANDAKPUR | 11 KV HALGUCH DL | Khadera | PRATAP /CHETU SINGH | 25 KVA | 1658
13186 | Damoh | Damoh South | Bandakpur | BANDAKPUR | 11 KV HALGUCH DL | Khadera | DEVENDRA SINGH | 25 KVA | 1663
13187 | Damoh | Damoh South | Bandakpur | BANDAKPUR | 11 KV HALGUCH DL | Khadera | CHULAKHEDA | 25 KVA | 1672
13188 | Damoh | Damoh South | Bandakpur | BANDAKPUR | 11 KV HALGUCH DL | Chhitra | CHITARA KHEDA BASTI WALA | 63 KVA | 1680
13189 | Damoh | Damoh South | Bandakpur | BANDAKPUR | 11 KV HALGUCH DL | Hinota | BHALAGHAT BASTI | 25 KVA | 1705
13190 | Damoh | Damoh South | Bandakpur | BANDAKPUR | 11 KV HALGUCH DL | Halgaj | HALGAJA WW HINOTA KE PASS NO 2 | 25 KVA | 1723
13191 | Damoh | Damoh South | Bandakpur | BANDAKPUR | 11 KV HALGUCH DL | Halgajiya | HALGAJIYA BASTI | 25 KVA | 1734
13192 | Damoh | Damoh South | Bandakpur | BANDAKPUR | 11 KV HALGUCH DL | Tikri Buzurg | TIKRI BUJURG KARKE | 63 KVA | 1763
13193 | Damoh | Damoh South | Bandakpur | BANDAKPUR | 11 KV HALGUCH DL | Tikri Khoh | TIKRI KHOH | 25 KVA | 1781
13194 | Damoh | Damoh South | Bandakpur | BANDAKPUR | 11 KV TIKRI PIPARIYA AG | Pipariya Tikri | KHAJJI MAMMA PIPARIYA | 25 KVA | 421
13195 | Damoh | Damoh South | Bandakpur | BANDAKPUR | 11 KV TIKRI PIPARIYA AG | Pipariya Tikri | LEKHAN SINGH PIPARIYA TIKRI | 63 KVA | 414
13196 | Damoh | Damoh South | Bandakpur | BANDAKPUR | 11 KV TIKRI PIPARIYA AG | Pipariya Tikri | RAJBAI PIPARIYA | 63 KVA | 398
13197 | Damoh | Damoh South | Bandakpur | BANDAKPUR | 11 KV TIKRI PIPARIYA AG | Singhpur | SHINGHPUR LODHI | 25 KVA | 397
13198 | Damoh | Damoh South | Bandakpur | BANDAKPUR | 11 KV TIKRI PIPARIYA AG | Pipariya Tikri | MAKHANLAL TIWARI PIPARIYA TIKRI | 25 KVA | 396
13199 | Damoh | Damoh South | Bandakpur | BANDAKPUR | 11 KV TIKRI PIPARIYA AG | Pipariya Tikri | KIRAT BALA PIPARIYA TIKRI | 63 KVA | 381
13200 | Damoh | Damoh South | Bandakpur | BANDAKPUR | 11 KV TIKRI PIPARIYA AG | Bamhori | BANDAKPU MANDIR BAGICHA | 100 KVA | 360
13201 | Damoh | Damoh South | Bandakpur | BANDAKPUR | 11 KV TIKRI PIPARIYA AG | Bamhori | ASHOK GUPTA BAMHORI | 25 KVA | 350
13202 | Damoh | Damoh South | Bandakpur | BANDAKPUR | 11 KV TIKRI PIPARIYA AG | Singhpur | PRABHU PATEL SINGPUR BANDI | 25 KVA | 343
13203 | Damoh | Damoh South | Bandakpur | BANDAKPUR | 11 KV TIKRI PIPARIYA AG | Singhpur | KAMOD PATEL SINGPUR BANDI | 25 KVA | 327
13204 | Damoh | Damoh South | Bandakpur | BANDAKPUR | 11 KV TIKRI PIPARIYA AG | Harduwani | LATTU SINGH | 25 KVA | 315
13205 | Damoh | Damoh South | Bandakpur | BANDAKPUR | 11 KV TIKRI PIPARIYA AG | Hinoti | IMRAT SINGH | 25 KVA | 306
13206 | Damoh | Damoh South | Bandakpur | BANDAKPUR | 11 KV TIKRI PIPARIYA AG | Hinoti | KHET SINGH | 25 KVA | 299
13207 | Damoh | Damoh South | Bandakpur | BANDAKPUR | 11 KV TIKRI PIPARIYA AG | Pipariya Tikri | IMARAT SINGH BALA | 25 KVA | 290
13208 | Damoh | Damoh South | Bandakpur | BANDAKPUR | 11 KV TIKRI PIPARIYA AG | Hinoti | MULU SINGH | 25 KVA | 281
13209 | Damoh | Damoh South | Bandakpur | BANDAKPUR | 11 KV TIKRI PIPARIYA AG | Hinoti | TANTU SINGH | 25 KVA | 275
13210 | Damoh | Damoh South | Bandakpur | BANDAKPUR | 11 KV TIKRI PIPARIYA AG | Hinoti | DHANIRAM SINGH | 25 KVA | 271
13211 | Damoh | Damoh South | Bandakpur | BANDAKPUR | 11 KV TIKRI PIPARIYA AG | Hinoti | RIDHI SIDHI | 25 KVA | 260
13212 | Damoh | Damoh South | Bandakpur | BANDAKPUR | 11 KV TIKRI PIPARIYA AG | Hinoti | MAHENDRA SINGH | 25 KVA | 255
13213 | Damoh | Damoh South | Bandakpur | BANDAKPUR | 11 KV TIKRI PIPARIYA AG | Hinoti | HINOTI KHER RJY | 25 KVA | 247
13214 | Damoh | Damoh South | Bandakpur | BANDAKPUR | 11 KV TIKRI PIPARIYA AG | Hinoti | HINOTI KHER | 63 KVA | 240
13215 | Damoh | Damoh South | Bandakpur | BANDAKPUR | 11 KV TIKRI PIPARIYA AG | Bamhori | DESHRAJ SINGH BAMHORI | 25 KVA | 232
13216 | Damoh | Damoh South | Bandakpur | BANDAKPUR | 11 KV TIKRI PIPARIYA AG | Sunpura | RAJKUMAR JAIN SUNPURA | 25 KVA | 214
13217 | Damoh | Damoh South | Bandakpur | BANDAKPUR | 11 KV TIKRI PIPARIYA AG | Sunpura | SUMANT SONI SUNPURA | 25 KVA | 204
13218 | Damoh | Damoh South | Bandakpur | BANDAKPUR | 11 KV TIKRI PIPARIYA AG | Sunpura | NATHTHOO SUNPURA | 25 KVA | 197
13219 | Damoh | Damoh South | Bandakpur | BANDAKPUR | 11 KV TIKRI PIPARIYA AG | Sunpura | YASHODHA BAI SUNPURA | 25 KVA | 186
13220 | Damoh | Damoh South | Bandakpur | BANDAKPUR | 11 KV TIKRI PIPARIYA AG | Tikri Buzurg | BANDARYA HAR TIKRI | 63 KVA | 482
13221 | Damoh | Damoh South | Bandakpur | BANDAKPUR | 11 KV TIKRI PIPARIYA AG | Tikri Buzurg | KAMLA BAI TIKARI | 25 KVA | 478
13222 | Damoh | Damoh South | Bandakpur | BANDAKPUR | 11 KV TIKRI PIPARIYA AG | Pipariya Tikri | SHUDEEN PATEL PIPRIYA | 25 KVA | 470
13223 | Damoh | Damoh South | Bandakpur | BANDAKPUR | 11 KV TIKRI PIPARIYA AG | Pipariya Tikri | SHEKH PATEL PIPARIYA | 25 KVA | 462
13224 | Damoh | Damoh South | Bandakpur | BANDAKPUR | 11 KV TIKRI PIPARIYA AG | Pipariya Tikri | MANGAL SINGH PIPARIYA | 25 KVA | 452
13225 | Damoh | Damoh South | Bandakpur | BANDAKPUR | 11 KV TIKRI PIPARIYA AG | Pipariya Tikri | GOLU KE KHET KE PASS | 25 KVA | 446
13226 | Damoh | Damoh South | Bandakpur | BANDAKPUR | 11 KV TIKRI PIPARIYA DL | Tikri Buzurg | BHAGAT SINGH FM BALA | 63 KVA | 127
13227 | Damoh | Damoh South | Bandakpur | BANDAKPUR | 11 KV TIKRI PIPARIYA DL | Tikri Buzurg | TIKRIBUJURG HARIJAN BASTI 3 | 25 KVA | 122
13228 | Damoh | Damoh South | Bandakpur | BANDAKPUR | 11 KV TIKRI PIPARIYA DL | Tikri Buzurg | TIKRI BUJURG HARIJAN MOHALLA | 63 KVA | 116
13229 | Damoh | Damoh South | Bandakpur | BANDAKPUR | 11 KV TIKRI PIPARIYA DL | Pipariya Tikri | PIPARIYA WATER BOX NO 1 | 25 KVA | 104
13230 | Damoh | Damoh South | Bandakpur | BANDAKPUR | 11 KV TIKRI PIPARIYA DL | Pipariya Tikri | PIPARIYA SAMUDAYIK BHAVAN KE PASS | 25 KVA | 101
13231 | Damoh | Damoh South | Bandakpur | BANDAKPUR | 11 KV TIKRI PIPARIYA DL | Singhpur | JIO TOWER SIGHPUR | 25 KVA | 95
13232 | Damoh | Damoh South | Bandakpur | BANDAKPUR | 11 KV TIKRI PIPARIYA DL | Singhpur | SINGHPUR CHANDI TOLA | 25 KVA | 86
13233 | Damoh | Damoh South | Bandakpur | BANDAKPUR | 11 KV TIKRI PIPARIYA DL | Pipariya Tikri | PIPARIYA KUMHAR MOHALLA | 63 KVA | 82
13234 | Damoh | Damoh South | Bandakpur | BANDAKPUR | 11 KV TIKRI PIPARIYA DL | Pipariya Tikri | PIPARIYA PULIYA BALA | 100 KVA | 79
13235 | Damoh | Damoh South | Bandakpur | BANDAKPUR | 11 KV TIKRI PIPARIYA DL | Pipariya Tikri | TALAB BALA PIPARIYA BASTI | 63 KVA | 69
13236 | Damoh | Damoh South | Bandakpur | BANDAKPUR | 11 KV TIKRI PIPARIYA DL | Pipariya Tikri | HANUMAN MANDIR BUS STAND | 100 KVA | 65
13237 | Damoh | Damoh South | Bandakpur | BANDAKPUR | 11 KV TIKRI PIPARIYA DL | Sunpura | SUNPURA BASTI | 63 KVA | 40
13238 | Damoh | Damoh South | Bandakpur | BANDAKPUR | 11 KV TIKRI PIPARIYA DL | Pipariya Tikri | PIPARIYA WATER BOX 2 | 25 KVA | 148
13239 | Damoh | Damoh South | Bandakpur | BANDAKPUR | 11 KV TIKRI PIPARIYA DL | Tikri Buzurg | TIKRIBUJURG TALAIYA KE PASS BALA | 63 KVA | 144
13240 | Damoh | Damoh South | Bandakpur | BANDAKPUR | 11 KV TIKRI PIPARIYA DL | Tikri Buzurg | TIKRI BUJURG NALA KE PASS | 63 KVA | 142
13241 | Damoh | Damoh South | Bandakpur | BANDAKPUR | 11 KV TIKRI PIPARIYA DL | Tikri Buzurg | HARIJAN BASTI TIKRI | 63 KVA | 137
13242 | Damoh | Damoh South | Bandakpur | BANDAKPUR | 11 KV TIKRI PIPARIYA DL | Tikri Buzurg | TIKRIBUJURG HARIJAN BASTI 2 | 63 KVA | 133
13243 | Damoh | Damoh South | Bandakpur | BANDAKPUR | 11 KV TIKRI PIPARIYA DL | Singhpur | SINGHPUR BASTI | 100 KVA | 130
13244 | Damoh | Damoh South | Bandakpur | BANDAKPUR | 11KV PIPARIYA SHAHNI DL | Salaiya | KANCHARI PUMP | 63 KVA | 330
13245 | Damoh | Damoh South | Bandakpur | BANDAKPUR | 11KV PIPARIYA SHAHNI DL | Hardua Mudar | HARDUA MUDARW/W | 25 KVA | 313
13246 | Damoh | Damoh South | Bandakpur | BANDAKPUR | 11KV PIPARIYA SHAHNI DL | Hardua Mudar | HARDUA MUDAR BASTI | 100 KVA | 307
13247 | Damoh | Damoh South | Bandakpur | BANDAKPUR | 11KV PIPARIYA SHAHNI DL | Hardua Mudar | HARDUA MUDAR SCHOOL | 25 KVA | 302
13248 | Damoh | Damoh South | Bandakpur | BANDAKPUR | 11KV PIPARIYA SHAHNI DL | NO VILLAGE FOUND | DTR NOT TAGGED | 63 KVA | 298
13249 | Damoh | Damoh South | Bandakpur | BANDAKPUR | 11KV PIPARIYA SHAHNI DL | Salaiya | SALAIYA CHAURASIYA | 25 KVA | 284
13250 | Damoh | Damoh South | Bandakpur | BANDAKPUR | 11KV PIPARIYA SHAHNI DL | Salaiya | SALAIYA PRINCIPAL | 25 KVA | 278
13251 | Damoh | Damoh South | Bandakpur | BANDAKPUR | 11KV PIPARIYA SHAHNI DL | Salaiya | MASANDOL | 25 KVA | 268
13252 | Damoh | Damoh South | Bandakpur | BANDAKPUR | 11KV PIPARIYA SHAHNI DL | Salaiya | SALAIYA PANI KI TANKI | 25 KVA | 247
13253 | Damoh | Damoh South | Bandakpur | BANDAKPUR | 11KV PIPARIYA SHAHNI DL | Salaiya | SALAIYA PANCHAM PAL | 25 KVA | 243
13254 | Damoh | Damoh South | Bandakpur | BANDAKPUR | 11KV PIPARIYA SHAHNI DL | Salaiya | SALAIYA BSNL | 25 KVA | 241
13255 | Damoh | Damoh South | Bandakpur | BANDAKPUR | 11KV PIPARIYA SHAHNI DL | Salaiya | SALAIYA CHODHRI MOHALLA | 25 KVA | 237
13256 | Damoh | Damoh South | Bandakpur | BANDAKPUR | 11KV PIPARIYA SHAHNI DL | Salaiya | SALAIYA HIGH SCHOOL | 25 KVA | 233
13257 | Damoh | Damoh South | Bandakpur | BANDAKPUR | 11KV PIPARIYA SHAHNI DL | Salaiya | DELAN SALAIYA | 25 KVA | 220
13258 | Damoh | Damoh South | Bandakpur | BANDAKPUR | 11KV PIPARIYA SHAHNI DL | Salaiya | NATHTHOO KI DP | 25 KVA | 216
13259 | Damoh | Damoh South | Bandakpur | BANDAKPUR | 11KV PIPARIYA SHAHNI DL | Salaiya | SALAIYA JIO TOWER | 25 KVA | 212
13260 | Damoh | Damoh South | Bandakpur | BANDAKPUR | 11KV PIPARIYA SHAHNI DL | Salaiya | SALAIYA BASTI | 63 KVA | 202
13261 | Damoh | Damoh South | Bandakpur | BANDAKPUR | 11KV PIPARIYA SHAHNI DL | Salaiya | SALAIYA HARIJAN MOHLLA | 100 KVA | 199
13262 | Damoh | Damoh South | Bandakpur | BANDAKPUR | 11KV PIPARIYA SHAHNI DL | Salaiya | SALAIYA W/W | 25 KVA | 189
13263 | Damoh | Damoh South | Bandakpur | BANDAKPUR | 11KV PIPARIYA SHAHNI DL | Keolari | DADDA JI | 100 KVA | 179
13264 | Damoh | Damoh South | Bandakpur | BANDAKPUR | 11KV PIPARIYA SHAHNI DL | Pipariya Keolari | PIPARIYA SAHNI PANCHAYAT BHAVAN | 25 KVA | 178
13265 | Damoh | Damoh South | Bandakpur | BANDAKPUR | 11KV PIPARIYA SHAHNI DL | Pipariya Keolari | PIPARIYA SAHNI NALA | 100 KVA | 173
13266 | Damoh | Damoh South | Bandakpur | BANDAKPUR | 11KV PIPARIYA SHAHNI DL | Pathari | PATHARI CHAKKI KE PASS | 25 KVA | 165
13267 | Damoh | Damoh South | Bandakpur | BANDAKPUR | 11KV PIPARIYA SHAHNI DL | Pathari | PATHARI BASTI | 100 KVA | 160
13268 | Damoh | Damoh South | Bandakpur | BANDAKPUR | 11KV PIPARIYA SHAHNI DL | Pipariya Keolari | PIPARIYA SAHNI YADAV MUHALLA | 25 KVA | 136
13269 | Damoh | Damoh South | Bandakpur | BANDAKPUR | 11KV PIPARIYA SHAHNI DL | Keolari | KEVLARI PUMP LINE | 25 KVA | 128
13270 | Damoh | Damoh South | Bandakpur | BANDAKPUR | 11KV PIPARIYA SHAHNI DL | Keolari | KEVLARI KHER MATA | 25 KVA | 125
13271 | Damoh | Damoh South | Bandakpur | BANDAKPUR | 11KV PIPARIYA SHAHNI DL | Keolari | KEVLARI SCHOOL KE PASS | 100 KVA | 101
13272 | Damoh | Damoh South | Bandakpur | BANDAKPUR | 11KV PIPARIYA SHAHNI DL | Harduwa Chungal | HARDUA CHUNGAL | 25 KVA | 69
13273 | Damoh | Damoh South | Bandakpur | BANDAKPUR | 11KV PIPARIYA SHAHNI DL | Harduwa Chungal | CHAINU SINGH BASTI | 100 KVA | 41
13274 | Damoh | Damoh South | Bandakpur | BANDAKPUR | 11KV PIPARIYA SHAHNI DL | Harduwa Chungal | HARDUACHUNGAL SCHOOL | 25 KVA | 28
13275 | Damoh | Damoh South | Bandakpur | BANDAKPUR | 11KV PIPARIYA SHAHNI DL | Salaiya | KANCHARI SCHOOL | 25 KVA | 337
13276 | Damoh | Damoh South | Bandakpur | BANDAKPUR | 11KV PIPARIYA SHAHNI DL | Salaiya | KANCHARI BASTI | 25 KVA | 343
13277 | Damoh | Damoh South | Bandakpur | BANDAKPUR | 11KV PIPARIYA SHAHNI DL | Salaiya | KANCHARI TOLA | 25 KVA | 350
13278 | Damoh | Damoh South | Bandakpur | BANDAKPUR | 11KV PIPARIYA SHAHNI DL | Pathari | PATHARI TOLA | 25 KVA | 364
13279 | Damoh | Damoh South | Bandakpur | BANDAKPUR | 11KV PIPARIYA SHAHNI DL | Salaiya | TAPARIYA SARPANCH | 25 KVA | 383
13280 | Damoh | Damoh South | Bandakpur | BANDAKPUR | 11KV PIPARIYA SHAHNI DL | Salaiya | NAKTITOLA | 25 KVA | 408
13281 | Damoh | Damoh South | Bandakpur | BANDAKPUR | 11KV PIPARIYA SHAHNI DL | Salaiya | SALAIYA TAPARIO | 25 KVA | 419
13282 | Damoh | Damoh South | Bandakpur | BANDAKPUR | 11KV PIPARIYA SHAHNI DL | Salaiya | SALAIYA TAPARIO 2 | 25 KVA | 428
13283 | Damoh | Damoh South | Bandakpur | HINDORIYA | 11 KV BANDAKPUR DL | NO VILLAGE FOUND | DTR NOT TAGGED | 63 KVA | 602
13284 | Damoh | Damoh South | Bandakpur | HINDORIYA | 11 KV BANDAKPUR DL | NO VILLAGE FOUND | DTR NOT TAGGED | 100 KVA | 595
13285 | Damoh | Damoh South | Bandakpur | HINDORIYA | 11 KV BANDAKPUR DL | NO VILLAGE FOUND | DTR NOT TAGGED | 25 KVA | 594
13286 | Damoh | Damoh South | Bandakpur | HINDORIYA | 11 KV BANDAKPUR DL | NO VILLAGE FOUND | DTR NOT TAGGED | 25 KVA | 572
13287 | Damoh | Damoh South | Bandakpur | HINDORIYA | 11 KV BANDAKPUR DL | Harduwani | BANDI TEK | 25 KVA | 565
13288 | Damoh | Damoh South | Bandakpur | HINDORIYA | 11 KV BANDAKPUR DL | Harduwani | JIO TOWER HARDWANI | 25 KVA | 558
13289 | Damoh | Damoh South | Bandakpur | HINDORIYA | 11 KV BANDAKPUR DL | Harduwani | HARDWANI BASTI | 25 KVA | 556
13290 | Damoh | Damoh South | Bandakpur | HINDORIYA | 11 KV BANDAKPUR DL | Harduwani | TOLL PLAJA | 25 KVA | 551
13291 | Damoh | Damoh South | Bandakpur | HINDORIYA | 11 KV BANDAKPUR DL | Harduwani | CHHAIGARA BASTI | 25 KVA | 531
13292 | Damoh | Damoh South | Bandakpur | HINDORIYA | 11 KV BANDAKPUR DL | Biltara Sadak | BILTARA BASTI | 63 KVA | 523
13293 | Damoh | Damoh South | Bandakpur | HINDORIYA | 11 KV BANDAKPUR DL | NO VILLAGE FOUND | DTR NOT TAGGED | 25 KVA | 509
13294 | Damoh | Damoh South | Bandakpur | HINDORIYA | 11 KV BANDAKPUR DL | NO VILLAGE FOUND | DTR NOT TAGGED | 25 KVA | 498
13295 | Damoh | Damoh South | Bandakpur | HINDORIYA | 11 KV BANDAKPUR DL | Nonpani | KHILAN SINGH BALA | 25 KVA | 489
13296 | Damoh | Damoh South | Bandakpur | HINDORIYA | 11 KV BANDAKPUR DL | Nonpani | KARKE MOHALLA 2NO | 25 KVA | 478
13297 | Damoh | Damoh South | Bandakpur | HINDORIYA | 11 KV BANDAKPUR DL | Nonpani | NONPANI KARKE MOHALLA | 25 KVA | 473
13298 | Damoh | Damoh South | Bandakpur | HINDORIYA | 11 KV BANDAKPUR DL | Nonpani | NONPANI BASTI | 100 KVA | 459
13299 | Damoh | Damoh South | Bandakpur | HINDORIYA | 11 KV BANDAKPUR DL | Bamhori | JIO BAMHORI | 25 KVA | 422
13300 | Damoh | Damoh South | Bandakpur | HINDORIYA | 11 KV BANDAKPUR DL | Bamhori | PAROSI BALA | 25 KVA | 415
13301 | Damoh | Damoh South | Bandakpur | HINDORIYA | 11 KV BANDAKPUR DL | Bamhori | KHER MATA BAMHORI | 100 KVA | 414
13302 | Damoh | Damoh South | Bandakpur | HINDORIYA | 11 KV BANDAKPUR DL | Bamhori | SCHOOL BAMHORI | 25 KVA | 410
13303 | Damoh | Damoh South | Bandakpur | HINDORIYA | 11 KV BANDAKPUR DL | Gunji | RAILWAY SATATION | 100 KVA | 402
13304 | Damoh | Damoh South | Bandakpur | HINDORIYA | 11 KV BANDAKPUR DL | Bamhori | BAMHORI CHORAHA | 25 KVA | 388
13305 | Damoh | Damoh South | Bandakpur | HINDORIYA | 11 KV BANDAKPUR DL | Bamhori | DUWAY KI CHAKKI KE PASS | 100 KVA | 384
13306 | Damoh | Damoh South | Bandakpur | HINDORIYA | 11 KV BANDAKPUR DL | Biltara Sadak | BILTARA KALARI | 25 KVA | 376
13307 | Damoh | Damoh South | Bandakpur | HINDORIYA | 11 KV BANDAKPUR DL | Biltara Sadak | HANUMAT SINGH | 25 KVA | 363
13308 | Damoh | Damoh South | Bandakpur | HINDORIYA | 11 KV BANDAKPUR DL | Gunji | MOHAR GUNJI | 25 KVA | 357
13309 | Damoh | Damoh South | Bandakpur | HINDORIYA | 11 KV BANDAKPUR DL | Gunji | MUKUNDI RAJAK BALA | 25 KVA | 348
13310 | Damoh | Damoh South | Bandakpur | HINDORIYA | 11 KV BANDAKPUR DL | Bamhori | LAGDA KI DP BAMHORI | 25 KVA | 340
13311 | Damoh | Damoh South | Bandakpur | HINDORIYA | 11 KV BANDAKPUR DL | Gunji | MOHAN TIWARI BALA | 25 KVA | 326
13312 | Damoh | Damoh South | Bandakpur | HINDORIYA | 11 KV BANDAKPUR DL | Gunji | TALAB BALI | 100 KVA | 320
13313 | Damoh | Damoh South | Bandakpur | HINDORIYA | 11 KV BANDAKPUR DL | NO VILLAGE FOUND | DTR NOT TAGGED | 100 KVA | 319
13314 | Damoh | Damoh South | Bandakpur | HINDORIYA | 11 KV BANDAKPUR DL | Gunji | AWASHTHI BALA | 63 KVA | 317
13315 | Damoh | Damoh South | Bandakpur | HINDORIYA | 11 KV BANDAKPUR DL | Kariya Patera | KILE WALA TAPARIYA | 25 KVA | 273
13316 | Damoh | Damoh South | Bandakpur | HINDORIYA | 11 KV BANDAKPUR DL | Kariya Patera | RAMESH YADAV KILE | 25 KVA | 264
13317 | Damoh | Damoh South | Bandakpur | HINDORIYA | 11 KV BANDAKPUR DL | Nagmadi | NARENDRA SINGH KILE WALA | 100 KVA | 237
13318 | Damoh | Damoh South | Bandakpur | HINDORIYA | 11 KV BANDAKPUR DL | Hindoria (NP) | JAGGU PATEL | 100 KVA | 216
13319 | Damoh | Damoh South | Bandakpur | HINDORIYA | 11 KV BANDAKPUR DL | NO VILLAGE FOUND | DTR NOT TAGGED | 25 KVA | 213
13320 | Damoh | Damoh South | Bandakpur | HINDORIYA | 11 KV BANDAKPUR DL | Tindni | SIDDON WALA | 100 KVA | 202
13321 | Damoh | Damoh South | Bandakpur | HINDORIYA | 11 KV BANDAKPUR DL | NO VILLAGE FOUND | DTR NOT TAGGED | 25 KVA | 182
13322 | Damoh | Damoh South | Bandakpur | HINDORIYA | 11 KV BANDAKPUR DL | NO VILLAGE FOUND | DTR NOT TAGGED | 25 KVA | 181
13323 | Damoh | Damoh South | Bandakpur | HINDORIYA | 11 KV BANDAKPUR DL | Tindni | BHUPENDRA TIGRA WALI | 25 KVA | 174
13324 | Damoh | Damoh South | Bandakpur | HINDORIYA | 11 KV BANDAKPUR DL | Tindni | DHASRE WALI | 25 KVA | 167
13325 | Damoh | Damoh South | Bandakpur | HINDORIYA | 11 KV BANDAKPUR DL | Luharra | JAGDISH UPADHYAYA KUNDA | 25 KVA | 79
13326 | Damoh | Damoh South | Bandakpur | HINDORIYA | 11 KV BANDAKPUR DL | Luharra | HANUMAN MANDIR SURKHI | 25 KVA | 69
13327 | Damoh | Damoh South | Bandakpur | HINDORIYA | 11 KV BANDAKPUR DL | Luharra | UMARIYA BASTI | 25 KVA | 63
13328 | Damoh | Damoh South | Bandakpur | HINDORIYA | 11 KV BANDAKPUR DL | Luharra | SURKHI TAPARIYA | 25 KVA | 46
13329 | Damoh | Damoh South | Bandakpur | HINDORIYA | 11 KV BANDAKPUR DL | Surkhi | GAFFAR DR. WALA | 25 KVA | 38
13330 | Damoh | Damoh South | Bandakpur | HINDORIYA | 11 KV BANDAKPUR DL | Surkhi | HILLWAY COMPANY | 25 KVA | 12
13331 | Damoh | Damoh South | Bandakpur | HINDORIYA | 11 KV BANDAKPUR DL | NO VILLAGE FOUND | DTR NOT TAGGED | 25 KVA | 609
13332 | Damoh | Damoh South | Bandakpur | HINDORIYA | 11 KV BANDAKPUR DL | NO VILLAGE FOUND | DTR NOT TAGGED | 25 KVA | 612
13333 | Damoh | Damoh South | Bandakpur | HINDORIYA | 11 KV BANDAKPUR DL | NO VILLAGE FOUND | DTR NOT TAGGED | 63 KVA | 616
13334 | Damoh | Damoh South | Bandakpur | HINDORIYA | 11 KV BANDAKPUR DL | NO VILLAGE FOUND | DTR NOT TAGGED | 25 KVA | 624
13335 | Damoh | Damoh South | Bandakpur | HINDORIYA | 11 KV BANDAKPUR DL | NO VILLAGE FOUND | DTR NOT TAGGED | 25 KVA | 635
13336 | Damoh | Damoh South | Bandakpur | HINDORIYA | 11 KV BANDAKPUR DL | NO VILLAGE FOUND | DTR NOT TAGGED | 25 KVA | 642
13337 | Damoh | Damoh South | Bandakpur | HINDORIYA | 11 KV BANDAKPUR DL | NO VILLAGE FOUND | DTR NOT TAGGED | 25 KVA | 651
13338 | Damoh | Damoh South | Bandakpur | HINDORIYA | 11 KV BANDAKPUR DL | NO VILLAGE FOUND | DTR NOT TAGGED | 63 KVA | 653
13339 | Damoh | Damoh South | Bandakpur | HINDORIYA | 11 KV BANDAKPUR DL | NO VILLAGE FOUND | DTR NOT TAGGED | 25 KVA | 658
13340 | Damoh | Damoh South | Bandakpur | HINDORIYA | 11 KV BANDAKPUR DL | NO VILLAGE FOUND | DTR NOT TAGGED | 25 KVA | 661
13341 | Damoh | Damoh South | Bandakpur | HINDORIYA | 11 KV BANDAKPUR DL | NO VILLAGE FOUND | DTR NOT TAGGED | 63 KVA | 664
13342 | Damoh | Damoh South | Bandakpur | HINDORIYA | 11 KV BANDAKPUR DL | NO VILLAGE FOUND | DTR NOT TAGGED | 100 KVA | 668
13343 | Damoh | Damoh South | Bandakpur | HINDORIYA | 11 KV BANDAKPUR DL | NO VILLAGE FOUND | DTR NOT TAGGED | 25 KVA | 670
13344 | Damoh | Damoh South | Bandakpur | HINDORIYA | 11 KV BANDAKPUR DL | NO VILLAGE FOUND | DTR NOT TAGGED | 25 KVA | 672
13345 | Damoh | Damoh South | Bandakpur | HINDORIYA | 11 KV BANDAKPUR DL | NO VILLAGE FOUND | DTR NOT TAGGED | 25 KVA | 676
13346 | Damoh | Damoh South | Bandakpur | HINDORIYA | 11 KV BANDAKPUR DL | NO VILLAGE FOUND | DTR NOT TAGGED | 25 KVA | 678
13347 | Damoh | Damoh South | Bandakpur | HINDORIYA | 11 KV BANDAKPUR DL | NO VILLAGE FOUND | DTR NOT TAGGED | 25 KVA | 681
13348 | Damoh | Damoh South | Bandakpur | HINDORIYA | 11 KV BANDAKPUR DL | NO VILLAGE FOUND | DTR NOT TAGGED | 63 KVA | 683
13349 | Damoh | Damoh South | Bandakpur | HINDORIYA | 11 KV BANDAKPUR DL | NO VILLAGE FOUND | DTR NOT TAGGED | 25 KVA | 687
13350 | Damoh | Damoh South | Bandakpur | HINDORIYA | 11 KV BANDAKPUR DL | NO VILLAGE FOUND | DTR NOT TAGGED | 25 KVA | 695
13351 | Damoh | Damoh South | Bandakpur | HINDORIYA | 11 KV BANDAKPUR DL | NO VILLAGE FOUND | DTR NOT TAGGED | 25 KVA | 702
13352 | Damoh | Damoh South | Bandakpur | HINDORIYA | 11 KV BANDAKPUR DL | NO VILLAGE FOUND | DTR NOT TAGGED | 25 KVA | 711
13353 | Damoh | Damoh South | Bandakpur | HINDORIYA | 11 KV BANDAKPUR DL | NO VILLAGE FOUND | DTR NOT TAGGED | 25 KVA | 720
13354 | Damoh | Damoh South | Bandakpur | HINDORIYA | 11 KV BANDAKPUR DL | NO VILLAGE FOUND | DTR NOT TAGGED | 25 KVA | 721
13355 | Damoh | Damoh South | Bandakpur | HINDORIYA | 11 KV BANDAKPUR DL | NO VILLAGE FOUND | DTR NOT TAGGED | 25 KVA | 725
13356 | Damoh | Damoh South | Bandakpur | HINDORIYA | 11 KV BANDAKPUR DL | NO VILLAGE FOUND | DTR NOT TAGGED | 25 KVA | 726
13357 | Damoh | Damoh South | Bandakpur | HINDORIYA | 11 KV BANDAKPUR DL | NO VILLAGE FOUND | DTR NOT TAGGED | 25 KVA | 727
13358 | Damoh | Damoh South | Bandakpur | HINDORIYA | 11 KV BANDAKPUR DL | NO VILLAGE FOUND | DTR NOT TAGGED | 63 KVA | 729
13359 | Damoh | Damoh South | Bandakpur | HINDORIYA | 11 KV BANDAKPUR DL | NO VILLAGE FOUND | DTR NOT TAGGED | 63 KVA | 730
13360 | Damoh | Damoh South | Bandakpur | HINDORIYA | 11 KV BANDAKPUR DL | NO VILLAGE FOUND | DTR NOT TAGGED | 25 KVA | 735
13361 | Damoh | Damoh South | Bandakpur | HINDORIYA | 11 KV BANDAKPUR DL | NO VILLAGE FOUND | DTR NOT TAGGED | 25 KVA | 742
13362 | Damoh | Damoh South | Bandakpur | HINDORIYA | 11 KV BANDAKPUR DL | NO VILLAGE FOUND | DTR NOT TAGGED | 25 KVA | 745
13363 | Damoh | Damoh South | Bandakpur | HINDORIYA | 11 KV BANDAKPUR DL | NO VILLAGE FOUND | DTR NOT TAGGED | 25 KVA | 749
13364 | Damoh | Damoh South | Bandakpur | HINDORIYA | 11 KV BANDAKPUR DL | NO VILLAGE FOUND | DTR NOT TAGGED | 25 KVA | 754
13365 | Damoh | Damoh South | Bandakpur | HINDORIYA | 11 KV BANDAKPUR DL | NO VILLAGE FOUND | DTR NOT TAGGED | 25 KVA | 777
13366 | Damoh | Damoh South | Bandakpur | HINDORIYA | 11 KV BANDAKPUR DL | NO VILLAGE FOUND | DTR NOT TAGGED | 25 KVA | 789
13367 | Damoh | Damoh South | Bandakpur | HINDORIYA | 11 KV BANDAKPUR DL | NO VILLAGE FOUND | DTR NOT TAGGED | 25 KVA | 796
13368 | Damoh | Damoh South | Bandakpur | HINDORIYA | 11 KV BANDAKPUR DL | NO VILLAGE FOUND | DTR NOT TAGGED | 25 KVA | 805
13369 | Damoh | Damoh South | Bandakpur | HINDORIYA | 11 KV BANDAKPUR DL | NO VILLAGE FOUND | DTR NOT TAGGED | 100 KVA | 823
13370 | Damoh | Damoh South | Bandakpur | HINDORIYA | 11 KV BANDAKPUR DL | NO VILLAGE FOUND | DTR NOT TAGGED | 25 KVA | 827
13371 | Damoh | Damoh South | Bandakpur | HINDORIYA | 11 KV BANDAKPUR DL | NO VILLAGE FOUND | DTR NOT TAGGED | 25 KVA | 834
13372 | Damoh | Damoh South | Bandakpur | HINDORIYA | 11 KV BANDAKPUR DL | NO VILLAGE FOUND | DTR NOT TAGGED | 25 KVA | 837
13373 | Damoh | Damoh South | Bandakpur | HINDORIYA | 11 KV BANDAKPUR DL | NO VILLAGE FOUND | DTR NOT TAGGED | 25 KVA | 846
13374 | Damoh | Damoh South | Hindoria | HINDORIYA | 11 KV BILAI AG | Kheruwa | MEGHRAJ SINGH | 25 KVA | 990
13375 | Damoh | Damoh South | Hindoria | HINDORIYA | 11 KV BILAI AG | Kheruwa | TARABAI | 25 KVA | 961
13376 | Damoh | Damoh South | Hindoria | HINDORIYA | 11 KV BILAI AG | Kheruwa | HEERA PATEL | 25 KVA | 957
13377 | Damoh | Damoh South | Hindoria | HINDORIYA | 11 KV BILAI AG | Kheruwa | GOVIND SINGH WALA | 25 KVA | 952
13378 | Damoh | Damoh South | Hindoria | HINDORIYA | 11 KV BILAI AG | Pipariya Khurd | KAMAL SINGH WALA | 25 KVA | 950
13379 | Damoh | Damoh South | Hindoria | HINDORIYA | 11 KV BILAI AG | Kheruwa | MAHAVEER JAIN | 25 KVA | 939
13380 | Damoh | Damoh South | Hindoria | HINDORIYA | 11 KV BILAI AG | Kheruwa | UMA DHANGAR HINDORIYA | 25 KVA | 932
13381 | Damoh | Damoh South | Hindoria | HINDORIYA | 11 KV BILAI AG | Kheruwa | RAHUL SINGH | 25 KVA | 925
13382 | Damoh | Damoh South | Hindoria | HINDORIYA | 11 KV BILAI AG | Kheruwa | VAIBHAV SINGH | 25 KVA | 919
13383 | Damoh | Damoh South | Hindoria | HINDORIYA | 11 KV BILAI AG | Kheruwa | PRAMILA BAI BAGHAN | 25 KVA | 910
13384 | Damoh | Damoh South | Hindoria | HINDORIYA | 11 KV BILAI AG | Kheruwa | BHAGAT SINGH BANDI WALE | 25 KVA | 906
13385 | Damoh | Damoh South | Hindoria | HINDORIYA | 11 KV BILAI AG | Kheruwa | SIKHAR JAIN | 16 KVA | 890
13386 | Damoh | Damoh South | Hindoria | HINDORIYA | 11 KV BILAI AG | Pipariya Khurd | CHANNA JHUNNA KACHHI | 16 KVA | 867
13387 | Damoh | Damoh South | Hindoria | HINDORIYA | 11 KV BILAI AG | Pipariya Khurd | BIND SINGH | 25 KVA | 862
13388 | Damoh | Damoh South | Hindoria | HINDORIYA | 11 KV BILAI AG | Tindni | CHIRAIPANI WALA | 100 KVA | 857
13389 | Damoh | Damoh South | Hindoria | HINDORIYA | 11 KV BILAI AG | Tindni | SADAR WALA | 25 KVA | 842
13390 | Damoh | Damoh South | Hindoria | HINDORIYA | 11 KV BILAI AG | Tindni | DIAMOND BIDI WALA | 25 KVA | 833
13391 | Damoh | Damoh South | Hindoria | HINDORIYA | 11 KV BILAI AG | Hindoria (NP) | PAHAD KE PAS | 25 KVA | 819
13392 | Damoh | Damoh South | Hindoria | HINDORIYA | 11 KV BILAI AG | Hindoria (NP) | UMED SINGH | 25 KVA | 812
13393 | Damoh | Damoh South | Hindoria | HINDORIYA | 11 KV BILAI AG | Hindoria (NP) | KANCHANPURA | 63 KVA | 795
13394 | Damoh | Damoh South | Hindoria | HINDORIYA | 11 KV BILAI AG | Hindoria (NP) | HEERAN WALA | 16 KVA | 783
13395 | Damoh | Damoh South | Hindoria | HINDORIYA | 11 KV BILAI AG | Pipariya Khurd | HALKU SINGH | 25 KVA | 757
13396 | Damoh | Damoh South | Hindoria | HINDORIYA | 11 KV BILAI AG | Pipariya Khurd | KHILAN SINGH | 25 KVA | 750
13397 | Damoh | Damoh South | Hindoria | HINDORIYA | 11 KV BILAI AG | Pipariya Khurd | SHIVRAJ SINGH | 25 KVA | 747
13398 | Damoh | Damoh South | Hindoria | HINDORIYA | 11 KV BILAI AG | Pipariya Khurd | FOUJE SINGH TIDNI | 25 KVA | 740
13399 | Damoh | Damoh South | Hindoria | HINDORIYA | 11 KV BILAI AG | Pipariya Khurd | BILTU CHAURASIYA | 25 KVA | 728
13400 | Damoh | Damoh South | Hindoria | HINDORIYA | 11 KV BILAI AG | Pipariya Khurd | BHAN SINGH WALA | 25 KVA | 716
13401 | Damoh | Damoh South | Hindoria | HINDORIYA | 11 KV BILAI AG | Hindoria (NP) | KHALAK SINGH | 25 KVA | 695
13402 | Damoh | Damoh South | Hindoria | HINDORIYA | 11 KV BILAI AG | Pipariya Khurd | SELAT WALA | 100 KVA | 686
13403 | Damoh | Damoh South | Hindoria | HINDORIYA | 11 KV BILAI AG | Pipariya Khurd | KANCHHEDI PATEL SEED FARM | 25 KVA | 681
13404 | Damoh | Damoh South | Hindoria | HINDORIYA | 11 KV BILAI AG | Pipariya Khurd | GAUCHAR WALA | 16 KVA | 675
13405 | Damoh | Damoh South | Hindoria | HINDORIYA | 11 KV BILAI AG | Pipariya Khurd | RAJENDRA SINGH | 25 KVA | 668
13406 | Damoh | Damoh South | Hindoria | HINDORIYA | 11 KV BILAI AG | Pipariya Khurd | HARIJAN WALI HINDORIYA | 25 KVA | 655
13407 | Damoh | Damoh South | Hindoria | HINDORIYA | 11 KV BILAI AG | Hindoria (NP) | SARAD PYASI | 16 KVA | 644
13408 | Damoh | Damoh South | Hindoria | HINDORIYA | 11 KV BILAI AG | Hindoria (NP) | MUKESH PATEL | 25 KVA | 638
13409 | Damoh | Damoh South | Hindoria | HINDORIYA | 11 KV BILAI AG | Hindoria (NP) | WATER WORKS BILAI TIRAHA | 25 KVA | 627
13410 | Damoh | Damoh South | Hindoria | HINDORIYA | 11 KV BILAI AG | Pipariya Kalan | REWTI TAMRAKAR | 25 KVA | 995
13411 | Damoh | Damoh South | Hindoria | HINDORIYA | 11 KV BILAI AG | Pipariya Kalan | LADAI PATEL | 25 KVA | 1004
13412 | Damoh | Damoh South | Hindoria | HINDORIYA | 11 KV BILAI AG | Pipariya Kalan | CHANDRABHAN BANSAL | 25 KVA | 1009
13413 | Damoh | Damoh South | Hindoria | HINDORIYA | 11 KV BILAI AG | Pipariya Kalan | PARSHOTTAM BHAGIRATH PATEL CHHAPRI | 25 KVA | 1010
13414 | Damoh | Damoh South | Hindoria | HINDORIYA | 11 KV BILAI AG | Pipariya Kalan | PARSHOTTAM SINGH | 25 KVA | 1015
13415 | Damoh | Damoh South | Hindoria | HINDORIYA | 11 KV BILAI AG | Pipariya Kalan | HERAN BAI | 25 KVA | 1018
13416 | Damoh | Damoh South | Hindoria | HINDORIYA | 11 KV BILAI AG | Pipariya Kalan | DURAG SINGH | 25 KVA | 1031
13417 | Damoh | Damoh South | Hindoria | HINDORIYA | 11 KV BILAI AG | Pipariya Kalan | KHUSIRAM SAHU | 25 KVA | 1035
13418 | Damoh | Damoh South | Hindoria | HINDORIYA | 11 KV BILAI AG | Kuwa Kheda Nayak | GAJRAJ SINGH | 25 KVA | 1040
13419 | Damoh | Damoh South | Hindoria | HINDORIYA | 11 KV BILAI AG | Kuwa Kheda Nayak | PURAN PATEL | 25 KVA | 1044
13420 | Damoh | Damoh South | Hindoria | HINDORIYA | 11 KV HINDORIYA TOWN | Hindoria (NP) | MURTIKAR WALA | 100 KVA | 164
13421 | Damoh | Damoh South | Hindoria | HINDORIYA | 11 KV HINDORIYA TOWN | Kheruwa | ITI WALA | 100 KVA | 158
13422 | Damoh | Damoh South | Hindoria | HINDORIYA | 11 KV HINDORIYA TOWN | Hindoria (NP) | KHIRKA TIGADDA WALA | 100 KVA | 152
13423 | Damoh | Damoh South | Hindoria | HINDORIYA | 11 KV HINDORIYA TOWN | Hindoria (NP) | MARGHATA WALA | 100 KVA | 145
13424 | Damoh | Damoh South | Hindoria | HINDORIYA | 11 KV HINDORIYA TOWN | Hindoria (NP) | KHAIYA MUHALLA | 100 KVA | 141
13425 | Damoh | Damoh South | Hindoria | HINDORIYA | 11 KV HINDORIYA TOWN | NO VILLAGE FOUND | BASTI WALA | 25 KVA | 125
13426 | Damoh | Damoh South | Hindoria | HINDORIYA | 11 KV HINDORIYA TOWN | Hindoria (NP) | LODHI DHAN MILL | 100 KVA | 111
13427 | Damoh | Damoh South | Hindoria | HINDORIYA | 11 KV HINDORIYA TOWN | Hindoria (NP) | PATERA NAKA WALA | 100 KVA | 106
13428 | Damoh | Damoh South | Hindoria | HINDORIYA | 11 KV HINDORIYA TOWN | Hindoria (NP) | THAKRAS MUHALLA | 100 KVA | 105
13429 | Damoh | Damoh South | Hindoria | HINDORIYA | 11 KV HINDORIYA TOWN | Hindoria (NP) | AIRTEL TOWER | 25 KVA | 104
13430 | Damoh | Damoh South | Hindoria | HINDORIYA | 11 KV HINDORIYA TOWN | NO VILLAGE FOUND | GAON WALA | 25 KVA | 96
13431 | Damoh | Damoh South | Hindoria | HINDORIYA | 11 KV HINDORIYA TOWN | Hindoria (NP) | R.I. OFFICE WALA | 100 KVA | 92
13432 | Damoh | Damoh South | Hindoria | HINDORIYA | 11 KV HINDORIYA TOWN | Hindoria (NP) | TIKURIYA MUHALLA | 100 KVA | 85
13433 | Damoh | Damoh South | Hindoria | HINDORIYA | 11 KV HINDORIYA TOWN | Hindoria (NP) | TIKURIYA MUHALLA WALA | 100 KVA | 84
13434 | Damoh | Damoh South | Hindoria | HINDORIYA | 11 KV HINDORIYA TOWN | Hindoria (NP) | SABBAN WALA | 100 KVA | 76
13435 | Damoh | Damoh South | Hindoria | HINDORIYA | 11 KV HINDORIYA TOWN | Hindoria (NP) | THANA WALA | 100 KVA | 73
13436 | Damoh | Damoh South | Hindoria | HINDORIYA | 11 KV HINDORIYA TOWN | Hindoria (NP) | IDEA TOWER | 25 KVA | 71
13437 | Damoh | Damoh South | Hindoria | HINDORIYA | 11 KV HINDORIYA TOWN | Hindoria (NP) | MUKARBA MANDIR KE PEECHHE | 100 KVA | 67
13438 | Damoh | Damoh South | Hindoria | HINDORIYA | 11 KV HINDORIYA TOWN | Kheruwa | BADI SER | 100 KVA | 57
13439 | Damoh | Damoh South | Hindoria | HINDORIYA | 11 KV HINDORIYA TOWN | Tan Khedi | NANHI MATA NAHAR WALA | 100 KVA | 49
13440 | Damoh | Damoh South | Hindoria | HINDORIYA | 11 KV HINDORIYA TOWN | Hindoria (NP) | BHATUA MUHALLA | 100 KVA | 36
13441 | Damoh | Damoh South | Hindoria | HINDORIYA | 11 KV HINDORIYA TOWN | Hindoria (NP) | GOL CHABUTARA | 100 KVA | 34
13442 | Damoh | Damoh South | Hindoria | HINDORIYA | 11 KV HINDORIYA TOWN | Hindoria (NP) | MAIN MARKET 100 WALA | 100 KVA | 30
13443 | Damoh | Damoh South | Hindoria | HINDORIYA | 11 KV HINDORIYA TOWN | Hindoria (NP) | MAIN MARKET | 200 KVA | 29
13444 | Damoh | Damoh South | Hindoria | HINDORIYA | 11 KV HINDORIYA TOWN | Hindoria (NP) | STATE BANK | 100 KVA | 24
13445 | Damoh | Damoh South | Hindoria | HINDORIYA | 11 KV HINDORIYA TOWN | Hindoria (NP) | STATE BANK 1 WALA | 100 KVA | 23
13446 | Damoh | Damoh South | Hindoria | HINDORIYA | 11 KV HINDORIYA TOWN | Hindoria (NP) | DESHI KALARI WALA | 100 KVA | 19
13447 | Damoh | Damoh South | Hindoria | HINDORIYA | 11 KV HINDORIYA TOWN | Surkhi | MAIN TIGADDA HINDORIYA | 200 KVA | 10
13448 | Damoh | Damoh South | Hindoria | HINDORIYA | 11 KV HINDORIYA TOWN | Hindoria (NP) | HOSPITAL WALA | 200 KVA | 6
13449 | Damoh | Damoh South | Hindoria | HINDORIYA | 11 KV HINDORIYA TOWN | Surkhi | FAREED NAGAR | 100 KVA | 2
13450 | Damoh | Damoh South | Hindoria | HINDORIYA | 11 KV KADIPUR AG | Lidhora | GANESH SINGH LUHARRA | 25 KVA | 1720
13451 | Damoh | Damoh South | Hindoria | HINDORIYA | 11 KV KADIPUR AG | Lidhora | HEMCHAND JAIN LUHARRA | 25 KVA | 1713
13452 | Damoh | Damoh South | Hindoria | HINDORIYA | 11 KV KADIPUR AG | Lidhora | JAHAR SINGH LUHARRA | 25 KVA | 1704
13453 | Damoh | Damoh South | Hindoria | HINDORIYA | 11 KV KADIPUR AG | Kuwatan Khedi | KUNTI BAI WALA | 16 KVA | 1688
13454 | Damoh | Damoh South | Hindoria | HINDORIYA | 11 KV KADIPUR AG | Luharra | CHAIPAL BAI SURKHI WALA | 25 KVA | 1687
13455 | Damoh | Damoh South | Hindoria | HINDORIYA | 11 KV KADIPUR AG | Kuwatan Khedi | JALIL KHAN SURKHI WALA | 16 KVA | 1668
13456 | Damoh | Damoh South | Hindoria | HINDORIYA | 11 KV KADIPUR AG | Kuwatan Khedi | NEMCHAND JAIN LUHARRA WALA | 25 KVA | 1664
13457 | Damoh | Damoh South | Hindoria | HINDORIYA | 11 KV KADIPUR AG | Kuwatan Khedi | KHATIK SAAB WALA | 100 KVA | 1659
13458 | Damoh | Damoh South | Hindoria | HINDORIYA | 11 KV KADIPUR AG | Kuwatan Khedi | KAYYUM KHAN PATERA ROAD | 63 KVA | 1632
13459 | Damoh | Damoh South | Hindoria | HINDORIYA | 11 KV KADIPUR AG | Semar Pati | KHILONA BAI KUAKHEDA NAYAK | 25 KVA | 1625
13460 | Damoh | Damoh South | Hindoria | HINDORIYA | 11 KV KADIPUR AG | Mudiya | GOVIND ATHYA KUAKHEDA NAYAK | 16 KVA | 1618
13461 | Damoh | Damoh South | Hindoria | HINDORIYA | 11 KV KADIPUR AG | Semar Pati | SEEMA PALIWAL SEMARPATI | 63 KVA | 1605
13462 | Damoh | Damoh South | Hindoria | HINDORIYA | 11 KV KADIPUR AG | Semar Pati | DEVI PATEL | 25 KVA | 1585
13463 | Damoh | Damoh South | Hindoria | HINDORIYA | 11 KV KADIPUR AG | Semar Pati | KASHIRAM PATEL | 25 KVA | 1581
13464 | Damoh | Damoh South | Hindoria | HINDORIYA | 11 KV KADIPUR AG | Semar Pati | DAN SINGH | 25 KVA | 1559
13465 | Damoh | Damoh South | Hindoria | HINDORIYA | 11 KV KADIPUR AG | Semar Pati | BHAGWAN SINGH | 25 KVA | 1553
13466 | Damoh | Damoh South | Hindoria | HINDORIYA | 11 KV KADIPUR AG | Semar Pati | THAN SINGH | 25 KVA | 1549
13467 | Damoh | Damoh South | Hindoria | HINDORIYA | 11 KV KADIPUR AG | Semar Pati | GOVIND SINGH | 25 KVA | 1542
13468 | Damoh | Damoh South | Hindoria | HINDORIYA | 11 KV KADIPUR AG | Semar Pati | HAKAM SINGH | 100 KVA | 1538
13469 | Damoh | Damoh South | Hindoria | HINDORIYA | 11 KV KADIPUR AG | Semar Pati | UTTAM SINGH | 25 KVA | 1531
13470 | Damoh | Damoh South | Hindoria | HINDORIYA | 11 KV KADIPUR AG | Semar Pati | KHAMKHEDA HAAR | 100 KVA | 1528
13471 | Damoh | Damoh South | Hindoria | HINDORIYA | 11 KV KADIPUR AG | NO VILLAGE FOUND | BASTI WALA | 25 KVA | 1522
13472 | Damoh | Damoh South | Hindoria | HINDORIYA | 11 KV KADIPUR AG | Kuwa Kheda Nayak | SHIV SINGH KHAMKHEDA | 63 KVA | 1521
13473 | Damoh | Damoh South | Hindoria | HINDORIYA | 11 KV KADIPUR AG | Semar Pati | PARSHOTTAM PATEL | 25 KVA | 1516
13474 | Damoh | Damoh South | Hindoria | HINDORIYA | 11 KV KADIPUR AG | Kham Kheda | SAHAB SINGH WALA | 63 KVA | 1514
13475 | Damoh | Damoh South | Hindoria | HINDORIYA | 11 KV KADIPUR AG | Kham Kheda | RAKESH GARG | 25 KVA | 1500
13476 | Damoh | Damoh South | Hindoria | HINDORIYA | 11 KV KADIPUR AG | Kham Kheda | MAHUAKHEDA HAAR | 25 KVA | 1495
13477 | Damoh | Damoh South | Hindoria | HINDORIYA | 11 KV KADIPUR AG | Kham Kheda | PIPARIYA BASTI WALA | 25 KVA | 1493
13478 | Damoh | Damoh South | Hindoria | HINDORIYA | 11 KV KADIPUR AG | Kham Kheda | BAIJNATH GARG MAHUAKHEDA | 25 KVA | 1488
13479 | Damoh | Damoh South | Hindoria | HINDORIYA | 11 KV KADIPUR AG | Kham Kheda | REWA RAM PATEL | 25 KVA | 1481
13480 | Damoh | Damoh South | Hindoria | HINDORIYA | 11 KV KADIPUR AG | Mahua Kheda | HUKUM SINGH PIPARIYA KALA | 25 KVA | 1479
13481 | Damoh | Damoh South | Hindoria | HINDORIYA | 11 KV KADIPUR AG | NO VILLAGE FOUND | BASTI WALA | 25 KVA | 1467
13482 | Damoh | Damoh South | Hindoria | HINDORIYA | 11 KV KADIPUR AG | Mahua Kheda | OMKAR PATEL KADIPUR | 25 KVA | 1465
13483 | Damoh | Damoh South | Hindoria | HINDORIYA | 11 KV KADIPUR AG | Mahua Kheda | NARESH PATEL | 25 KVA | 1462
13484 | Damoh | Damoh South | Hindoria | HINDORIYA | 11 KV KADIPUR AG | Mahua Kheda | RAJKUMAR PATEL | 63 KVA | 1457
13485 | Damoh | Damoh South | Hindoria | HINDORIYA | 11 KV KADIPUR AG | Mahua Kheda | SHYAM SINGH | 63 KVA | 1451
13486 | Damoh | Damoh South | Hindoria | HINDORIYA | 11 KV KADIPUR AG | Mahua Kheda | DOLAT THAKUR | 25 KVA | 1446
13487 | Damoh | Damoh South | Hindoria | HINDORIYA | 11 KV KADIPUR AG | Kadipur | CHENPURA HAAR | 63 KVA | 1427
13488 | Damoh | Damoh South | Hindoria | HINDORIYA | 11 KV KADIPUR AG | Kadipur | RAMKUMAR SAHU CHENPURA | 63 KVA | 1426
13489 | Damoh | Damoh South | Hindoria | HINDORIYA | 11 KV KADIPUR AG | NO VILLAGE FOUND | BASTI WALA | 25 KVA | 1421
13490 | Damoh | Damoh South | Hindoria | HINDORIYA | 11 KV KADIPUR AG | Kadipur | BHAGWAN SINGH CHENPURA | 16 KVA | 1418
13491 | Damoh | Damoh South | Hindoria | HINDORIYA | 11 KV KADIPUR AG | Chandora | MASTRAM PATEL KADIPUR | 25 KVA | 1416
13492 | Damoh | Damoh South | Hindoria | HINDORIYA | 11 KV KADIPUR AG | Chandora | RAJENDRA PATEL | 25 KVA | 1411
13493 | Damoh | Damoh South | Hindoria | HINDORIYA | 11 KV KADIPUR AG | Kadipur | VISHNU PATEL | 63 KVA | 1407
13494 | Damoh | Damoh South | Hindoria | HINDORIYA | 11 KV KADIPUR AG | Chandora | CHANDRA BHAN PATEL | 100 KVA | 1381
13495 | Damoh | Damoh South | Hindoria | HINDORIYA | 11 KV KADIPUR AG | Chandora | DASRATH PATEL KADIPUR | 100 KVA | 1375
13496 | Damoh | Damoh South | Hindoria | HINDORIYA | 11 KV KADIPUR AG | Chandora | SANJAY SHRIVASTAV | 16 KVA | 1371
13497 | Damoh | Damoh South | Hindoria | HINDORIYA | 11 KV KADIPUR AG | Chandora | RAGHUNANDAN PATEL | 25 KVA | 1369
13498 | Damoh | Damoh South | Hindoria | HINDORIYA | 11 KV KADIPUR AG | Chandora | HAJARI RAMNATH PATEL | 25 KVA | 1362
13499 | Damoh | Damoh South | Hindoria | HINDORIYA | 11 KV KADIPUR AG | Chandora | KAMLA BAI PATEL | 25 KVA | 1358
13500 | Damoh | Damoh South | Hindoria | HINDORIYA | 11 KV KADIPUR AG | Chandora | CHANDORA WALA | 100 KVA | 1355
13501 | Damoh | Damoh South | Hindoria | HINDORIYA | 11 KV KADIPUR AG | Kadipur | KADIPUR BASTI | 25 KVA | 1333
13502 | Damoh | Damoh South | Hindoria | HINDORIYA | 11 KV KADIPUR AG | Kadipur | SHOBHA LAL PATEL KADIPUR | 100 KVA | 1327
13503 | Damoh | Damoh South | Hindoria | HINDORIYA | 11 KV KADIPUR AG | Maanpura | MASTRAM PATEL | 25 KVA | 1302
13504 | Damoh | Damoh South | Hindoria | HINDORIYA | 11 KV KADIPUR AG | Maanpura | NEKRAM | 100 KVA | 1296
13505 | Damoh | Damoh South | Hindoria | HINDORIYA | 11 KV KADIPUR AG | Maanpura | VINOD SINGH | 16 KVA | 1295
13506 | Damoh | Damoh South | Hindoria | HINDORIYA | 11 KV KADIPUR AG | Anwari | SUNIL AHIRWAR | 100 KVA | 1289
13507 | Damoh | Damoh South | Hindoria | HINDORIYA | 11 KV KADIPUR AG | Barkhera | JAGDISH SARPANCH | 25 KVA | 1253
13508 | Damoh | Damoh South | Hindoria | HINDORIYA | 11 KV KADIPUR AG | Anwari | CHANDRABHAN WALA | 63 KVA | 1243
13509 | Damoh | Damoh South | Hindoria | HINDORIYA | 11 KV KADIPUR AG | Anwari | KAMAL RANI | 100 KVA | 1237
13510 | Damoh | Damoh South | Hindoria | HINDORIYA | 11 KV KADIPUR AG | Anwari | HALLE SINGH CHHAPRI KARANJU | 63 KVA | 1229
13511 | Damoh | Damoh South | Hindoria | HINDORIYA | 11 KV KADIPUR AG | Anwari | CHHAPRI NALA | 100 KVA | 1223
13512 | Damoh | Damoh South | Hindoria | HINDORIYA | 11 KV KADIPUR AG | Anwari | TARA BAI PATEL | 25 KVA | 1221
13513 | Damoh | Damoh South | Hindoria | HINDORIYA | 11 KV KADIPUR AG | Lidhora | HUKUM SINGH | 25 KVA | 1206
13514 | Damoh | Damoh South | Hindoria | HINDORIYA | 11 KV KADIPUR AG | Lidhora | INDUR SINGH CHHAPRI KARANJU | 25 KVA | 1203
13515 | Damoh | Damoh South | Hindoria | HINDORIYA | 11 KV KADIPUR AG | Anwari | KAMA RANI SINGH | 25 KVA | 1196
13516 | Damoh | Damoh South | Hindoria | HINDORIYA | 11 KV KADIPUR AG | Anwari | HARISHANKAR ADIWASI | 25 KVA | 1190
13517 | Damoh | Damoh South | Hindoria | HINDORIYA | 11 KV KADIPUR AG | Lidhora | KUNDAN SINGH CHHAPRIKARANJU | 25 KVA | 1186
13518 | Damoh | Damoh South | Hindoria | HINDORIYA | 11 KV KADIPUR AG | Chainpura | RAJU PATEL KADIPUR | 25 KVA | 1174
13519 | Damoh | Damoh South | Hindoria | HINDORIYA | 11 KV KADIPUR AG | Chainpura | TEKCHAND PATEL | 100 KVA | 1167
13520 | Damoh | Damoh South | Hindoria | HINDORIYA | 11 KV KADIPUR AG | Chainpura | BAIJNATH TIWARI TANKHEDI | 25 KVA | 1159
13521 | Damoh | Damoh South | Hindoria | HINDORIYA | 11 KV KADIPUR AG | Kadipur | TARACHAND PATEL | 25 KVA | 1152
13522 | Damoh | Damoh South | Hindoria | HINDORIYA | 11 KV KADIPUR AG | Kadipur | KUSUMRANI BUDIHAR | 100 KVA | 1136
13523 | Damoh | Damoh South | Hindoria | HINDORIYA | 11 KV KADIPUR AG | Chainpura | PURAN LAL KOTWAR | 63 KVA | 1121
13524 | Damoh | Damoh South | Hindoria | HINDORIYA | 11 KV KADIPUR AG | Tan Khedi | RAMSINGH ATARI WALA | 100 KVA | 1105
13525 | Damoh | Damoh South | Hindoria | HINDORIYA | 11 KV KADIPUR AG | Tan Khedi | JANKI BAI (BITTU SINGH) | 25 KVA | 1101
13526 | Damoh | Damoh South | Hindoria | HINDORIYA | 11 KV KADIPUR AG | Tan Khedi | KAMAL SINGH HINDORIYA | 25 KVA | 1097
13527 | Damoh | Damoh South | Hindoria | HINDORIYA | 11 KV KADIPUR AG | Tan Khedi | LAXMAN SETH HINDORIYA | 25 KVA | 1090
13528 | Damoh | Damoh South | Hindoria | HINDORIYA | 11 KV KADIPUR AG | Tan Khedi | MALKHAN SINGH WALA | 25 KVA | 1074
13529 | Damoh | Damoh South | Hindoria | HINDORIYA | 11 KV KADIPUR AG | Kuwatan Khedi | MANOJ CHODHARY HINDORIYA | 25 KVA | 1068
13530 | Damoh | Damoh South | Hindoria | HINDORIYA | 11 KV KADIPUR AG | Lidhora | BHAGWATI BAI LUHARRA | 25 KVA | 1724
13531 | Damoh | Damoh South | Hindoria | HINDORIYA | 11 KV KADIPUR AG | Lidhora | CHUNNI LAL LUHARRA | 100 KVA | 1736
13532 | Damoh | Damoh South | Hindoria | HINDORIYA | 11 KV KADIPUR AG | Amkheda | RAGHUVEER SINGH BHORKHEDA | 25 KVA | 1754
13533 | Damoh | Damoh South | Hindoria | HINDORIYA | 11 KV KADIPUR AG | Bhorkheda | MAHENDRA RAJAK BHORKHEDA | 100 KVA | 1766
13534 | Damoh | Damoh South | Hindoria | HINDORIYA | 11 KV KADIPUR AG | Amkheda | KOSALYA RANI BHORKHEDA | 25 KVA | 1769
13535 | Damoh | Damoh South | Hindoria | HINDORIYA | 11 KV KADIPUR AG | Amkheda | RATAN LAL DUBEY | 16 KVA | 1773
13536 | Damoh | Damoh South | Hindoria | HINDORIYA | 11KV HINDORIYA BANDAKPUR AG | Luharra | BHAGANDASH NAGAR | 25 KVA | 586
13537 | Damoh | Damoh South | Hindoria | HINDORIYA | 11KV HINDORIYA BANDAKPUR AG | Madiya | VEGSAB | 100 KVA | 577
13538 | Damoh | Damoh South | Hindoria | HINDORIYA | 11KV HINDORIYA BANDAKPUR AG | Luharra | VISHNATH SINGH | 16 KVA | 569
13539 | Damoh | Damoh South | Hindoria | HINDORIYA | 11KV HINDORIYA BANDAKPUR AG | Luharra | VISHRAM SINGH | 100 KVA | 537
13540 | Damoh | Damoh South | Hindoria | HINDORIYA | 11KV HINDORIYA BANDAKPUR AG | Surkhi | BADSHA MURGGI FROM | 100 KVA | 503
13541 | Damoh | Damoh South | Hindoria | HINDORIYA | 11KV HINDORIYA BANDAKPUR AG | Madiya | CHANDR RANI NAYAK | 16 KVA | 498
13542 | Damoh | Damoh South | Hindoria | HINDORIYA | 11KV HINDORIYA BANDAKPUR AG | Madiya | POORAN PATEL | 25 KVA | 491
13543 | Damoh | Damoh South | Hindoria | HINDORIYA | 11KV HINDORIYA BANDAKPUR AG | Surkhi | RAMDASH PATEL | 25 KVA | 483
13544 | Damoh | Damoh South | Hindoria | HINDORIYA | 11KV HINDORIYA BANDAKPUR AG | Surkhi | BADDAN CHOURASIYA | 25 KVA | 477
13545 | Damoh | Damoh South | Hindoria | HINDORIYA | 11KV HINDORIYA BANDAKPUR AG | Surkhi | MANOJ RAIKWAR | 25 KVA | 469
13546 | Damoh | Damoh South | Hindoria | HINDORIYA | 11KV HINDORIYA BANDAKPUR AG | Surkhi | BHAI JAN BALA | 25 KVA | 451
13547 | Damoh | Damoh South | Hindoria | HINDORIYA | 11KV HINDORIYA BANDAKPUR AG | Kham Kheda | DOULAT SINGH PIPARIYA | 25 KVA | 434
13548 | Damoh | Damoh South | Hindoria | HINDORIYA | 11KV HINDORIYA BANDAKPUR AG | Kham Kheda | GOURA BAI | 25 KVA | 432
13549 | Damoh | Damoh South | Hindoria | HINDORIYA | 11KV HINDORIYA BANDAKPUR AG | Kham Kheda | BHAGGU SINGH PIPARIYA | 25 KVA | 429
13550 | Damoh | Damoh South | Hindoria | HINDORIYA | 11KV HINDORIYA BANDAKPUR AG | Kham Kheda | KISHORI SINGH PIPARIYA | 25 KVA | 422
13551 | Damoh | Damoh South | Hindoria | HINDORIYA | 11KV HINDORIYA BANDAKPUR AG | Kham Kheda | ROOP SINGH PIPARIYA | 25 KVA | 418
13552 | Damoh | Damoh South | Hindoria | HINDORIYA | 11KV HINDORIYA BANDAKPUR AG | Kham Kheda | DHAN SINGH PIPARIYA | 25 KVA | 415
13553 | Damoh | Damoh South | Hindoria | HINDORIYA | 11KV HINDORIYA BANDAKPUR AG | Kham Kheda | TARVAR SINGH PIPARIYA | 25 KVA | 410
13554 | Damoh | Damoh South | Hindoria | HINDORIYA | 11KV HINDORIYA BANDAKPUR AG | Kham Kheda | VEER SINGH PIPARIYA | 25 KVA | 406
13555 | Damoh | Damoh South | Hindoria | HINDORIYA | 11KV HINDORIYA BANDAKPUR AG | Pipariya Kalan | KALLE SIGNH PIPARIYA | 25 KVA | 399
13556 | Damoh | Damoh South | Hindoria | HINDORIYA | 11KV HINDORIYA BANDAKPUR AG | Pipariya Kalan | BANA SINGH PIPARIYA | 25 KVA | 394
13557 | Damoh | Damoh South | Hindoria | HINDORIYA | 11KV HINDORIYA BANDAKPUR AG | Pipariya Kalan | PREMNARAYAN AGRWAL | 25 KVA | 387
13558 | Damoh | Damoh South | Hindoria | HINDORIYA | 11KV HINDORIYA BANDAKPUR AG | Pipariya Kalan | BADI MATA | 63 KVA | 363
13559 | Damoh | Damoh South | Hindoria | HINDORIYA | 11KV HINDORIYA BANDAKPUR AG | Tan Khedi | JAGDISH VISHWAKARMA | 25 KVA | 357
13560 | Damoh | Damoh South | Hindoria | HINDORIYA | 11KV HINDORIYA BANDAKPUR AG | Tan Khedi | PURAN PATEL | 16 KVA | 353
13561 | Damoh | Damoh South | Hindoria | HINDORIYA | 11KV HINDORIYA BANDAKPUR AG | Tan Khedi | JAGANNATH PATEL | 25 KVA | 346
13562 | Damoh | Damoh South | Hindoria | HINDORIYA | 11KV HINDORIYA BANDAKPUR AG | Kheruwa | DARWARI PATEL | 16 KVA | 339
13563 | Damoh | Damoh South | Hindoria | HINDORIYA | 11KV HINDORIYA BANDAKPUR AG | Kheruwa | BAHIYALAL SAHU | 16 KVA | 335
13564 | Damoh | Damoh South | Hindoria | HINDORIYA | 11KV HINDORIYA BANDAKPUR AG | Kheruwa | BALLU SAHU | 16 KVA | 326
13565 | Damoh | Damoh South | Hindoria | HINDORIYA | 11KV HINDORIYA BANDAKPUR AG | Kheruwa | KISHORI SAHU | 25 KVA | 320
13566 | Damoh | Damoh South | Hindoria | HINDORIYA | 11KV HINDORIYA BANDAKPUR AG | Kheruwa | AJJUDI SAHU | 25 KVA | 316
13567 | Damoh | Damoh South | Hindoria | HINDORIYA | 11KV HINDORIYA BANDAKPUR AG | Kheruwa | SHILA BAI | 16 KVA | 315
13568 | Damoh | Damoh South | Hindoria | HINDORIYA | 11KV HINDORIYA BANDAKPUR AG | Kheruwa | MIRA BAI | 16 KVA | 306
13569 | Damoh | Damoh South | Hindoria | HINDORIYA | 11KV HINDORIYA BANDAKPUR AG | Tan Khedi | MANU CHOURASTYA | 25 KVA | 298
13570 | Damoh | Damoh South | Hindoria | HINDORIYA | 11KV HINDORIYA BANDAKPUR AG | Tan Khedi | PADDAN CHOURASTYA | 25 KVA | 294
13571 | Damoh | Damoh South | Hindoria | HINDORIYA | 11KV HINDORIYA BANDAKPUR AG | Tan Khedi | PANCHAM SINGH SIMRAYI | 25 KVA | 291
13572 | Damoh | Damoh South | Hindoria | HINDORIYA | 11KV HINDORIYA BANDAKPUR AG | Tan Khedi | BALRAM SAHU CHENPUA ROAD | 25 KVA | 283
13573 | Damoh | Damoh South | Hindoria | HINDORIYA | 11KV HINDORIYA BANDAKPUR AG | Tan Khedi | KAMLA BAI | 25 KVA | 275
13574 | Damoh | Damoh South | Hindoria | HINDORIYA | 11KV HINDORIYA BANDAKPUR AG | Tan Khedi | JWALA PARSAD SAHU | 25 KVA | 256
13575 | Damoh | Damoh South | Hindoria | HINDORIYA | 11KV HINDORIYA BANDAKPUR AG | Tan Khedi | NARAYAN SINGH AUDITOR | 25 KVA | 248
13576 | Damoh | Damoh South | Hindoria | HINDORIYA | 11KV HINDORIYA BANDAKPUR AG | Tan Khedi | MANOJ RAJAK | 25 KVA | 236
13577 | Damoh | Damoh South | Hindoria | HINDORIYA | 11KV HINDORIYA BANDAKPUR AG | Tan Khedi | NIRMAL SINGH | 25 KVA | 229
13578 | Damoh | Damoh South | Hindoria | HINDORIYA | 11KV HINDORIYA BANDAKPUR AG | Kuwatan Khedi | LAXMAN SAHU | 25 KVA | 222
13579 | Damoh | Damoh South | Hindoria | HINDORIYA | 11KV HINDORIYA BANDAKPUR AG | Tan Khedi | BHOLE SINGH | 25 KVA | 216
13580 | Damoh | Damoh South | Hindoria | HINDORIYA | 11KV HINDORIYA BANDAKPUR AG | Surkhi | TAUUYB PARSAD | 16 KVA | 599
13581 | Damoh | Damoh South | Hindoria | HINDORIYA | 11KV HINDORIYA BANDAKPUR AG | NO VILLAGE FOUND | GAON WALA | 25 KVA | 605
13582 | Damoh | Damoh South | Damoh Town | KILAI VILLAGE | 11 KV T 1B | NO VILLAGE FOUND | KESHAV NAGAR [KHATRI] 2 | 200 KVA | 242
13583 | Damoh | Damoh South | Damoh Town | KILAI VILLAGE | 11 KV T 1B | NO VILLAGE FOUND | KESHAV NAGAR [KHATRI] 1 | 200 KVA | 241
13584 | Damoh | Damoh South | Damoh Town | KILAI VILLAGE | 11 KV T 1B | NO VILLAGE FOUND | GOVIND NAGAR 2 | 100 KVA | 238
13585 | Damoh | Damoh South | Damoh Town | KILAI VILLAGE | 11 KV T 1B | NO VILLAGE FOUND | GOVIND NAGAR 1 | 100 KVA | 237
13586 | Damoh | Damoh South | Damoh Town | KILAI VILLAGE | 11 KV T 1B | NO VILLAGE FOUND | KESHAV NAGAR SARASWATI SCHOOL | 200 KVA | 229
13587 | Damoh | Damoh South | Damoh Town | KILAI VILLAGE | 11 KV T 1B | NO VILLAGE FOUND | SIDDHIVINAYAK FACE 2-IV | 200 KVA | 228
13588 | Damoh | Damoh South | Damoh Town | KILAI VILLAGE | 11 KV T 1B | NO VILLAGE FOUND | SIDDHIVINAYAK FACE 2-III | 100 KVA | 227
13589 | Damoh | Damoh South | Damoh Town | KILAI VILLAGE | 11 KV T 1B | NO VILLAGE FOUND | SIDDHIVINAYAK FACE 2-II | 200 KVA | 226
13590 | Damoh | Damoh South | Damoh Town | KILAI VILLAGE | 11 KV T 1B | NO VILLAGE FOUND | VRINDAVAN RESIDENCY 12 | 200 KVA | 218
13591 | Damoh | Damoh South | Damoh Town | KILAI VILLAGE | 11 KV T 1B | NO VILLAGE FOUND | VRINDAVAN RESIDENCY 11 | 200 KVA | 217
13592 | Damoh | Damoh South | Damoh Town | KILAI VILLAGE | 11 KV T 1B | NO VILLAGE FOUND |  | 200 KVA | 211
13593 | Damoh | Damoh South | Damoh Town | KILAI VILLAGE | 11 KV T 1B | NO VILLAGE FOUND | VRINDAVAN RESIDENCY 14 | 200 KVA | 209
13594 | Damoh | Damoh South | Damoh Town | KILAI VILLAGE | 11 KV T 1B | NO VILLAGE FOUND | VRINDAVAN RESIDENCY 13 | 200 KVA | 208
13595 | Damoh | Damoh South | Damoh Town | KILAI VILLAGE | 11 KV T 1B | NO VILLAGE FOUND | VRINDAVAN RESIDENCY 10 | 200 KVA | 202
13596 | Damoh | Damoh South | Damoh Town | KILAI VILLAGE | 11 KV T 1B | NO VILLAGE FOUND | VRINDAVAN RESIDENCY 9 | 200 KVA | 201
13597 | Damoh | Damoh South | Damoh Town | KILAI VILLAGE | 11 KV T 1B | NO VILLAGE FOUND | VRINDAVAN RESIDENCY 7 | 200 KVA | 200
13598 | Damoh | Damoh South | Damoh Town | KILAI VILLAGE | 11 KV T 1B | NO VILLAGE FOUND | VRINDAVAN RESIDENCY 5 | 200 KVA | 196
13599 | Damoh | Damoh South | Damoh Town | KILAI VILLAGE | 11 KV T 1B | NO VILLAGE FOUND | VRINDAVAN RESIDENCY 6 | 200 KVA | 197
13600 | Damoh | Damoh South | Damoh Town | KILAI VILLAGE | 11 KV T 1B | NO VILLAGE FOUND | VRINDAVAN RESIDENCY 7 | 200 KVA | 199
13601 | Damoh | Damoh South | Damoh Town | KILAI VILLAGE | 11 KV T 1B | NO VILLAGE FOUND | VRINDAVAN RESIDENCY 4 | 200 KVA | 195
13602 | Damoh | Damoh South | Damoh Town | KILAI VILLAGE | 11 KV T 1B | NO VILLAGE FOUND | VRINDAVAN RESIDENCY 3 | 200 KVA | 194
13603 | Damoh | Damoh South | Damoh Town | KILAI VILLAGE | 11 KV T 1B | NO VILLAGE FOUND | VRINDAVAN RESIDENCY 2 | 200 KVA | 192
13604 | Damoh | Damoh South | Damoh Town | KILAI VILLAGE | 11 KV T 1B | NO VILLAGE FOUND | VRINDAVAN RESIDENCY 1 | 200 KVA | 191
13605 | Damoh | Damoh South | Damoh Town | KILAI VILLAGE | 11 KV T 1B | NO VILLAGE FOUND | KRISHNA HIGHT 5 | 200 KVA | 180
13606 | Damoh | Damoh South | Damoh Town | KILAI VILLAGE | 11 KV T 1B | NO VILLAGE FOUND | KRISHNA HIGHT 4 | 200 KVA | 179
13607 | Damoh | Damoh South | Damoh Town | KILAI VILLAGE | 11 KV T 1B | NO VILLAGE FOUND | KRISHNA HIGHT 3 | 200 KVA | 178
13608 | Damoh | Damoh South | Damoh Town | KILAI VILLAGE | 11 KV T 1B | NO VILLAGE FOUND | KRISHNA HIGHT 1 | 200 KVA | 176
13609 | Damoh | Damoh South | Damoh Town | KILAI VILLAGE | 11 KV T 1B | NO VILLAGE FOUND | KRISHNA HIGHT 2 | 200 KVA | 177
13610 | Damoh | Damoh South | Damoh Town | KILAI VILLAGE | 11 KV T 1B | NO VILLAGE FOUND | SUNMATI CITY 6/200KVA | 200 KVA | 170
13611 | Damoh | Damoh South | Damoh Town | KILAI VILLAGE | 11 KV T 1B | NO VILLAGE FOUND | SUNMATI CITY 5/200KVA | 200 KVA | 167
13612 | Damoh | Damoh South | Damoh Town | KILAI VILLAGE | 11 KV T 1B | NO VILLAGE FOUND | SUNMATI CITY 7/200KVA | 200 KVA | 159
13613 | Damoh | Damoh South | Damoh Town | KILAI VILLAGE | 11 KV T 1B | NO VILLAGE FOUND | SUNMATI CITY 8/200KVA | 200 KVA | 160
13614 | Damoh | Damoh South | Damoh Town | KILAI VILLAGE | 11 KV T 1B | NO VILLAGE FOUND | SUNMATI CITY 9/200KVA | 200 KVA | 161
13615 | Damoh | Damoh South | Damoh Town | KILAI VILLAGE | 11 KV T 1B | NO VILLAGE FOUND | SUNMATI CITY 3/200KVA | 200 KVA | 151
13616 | Damoh | Damoh South | Damoh Town | KILAI VILLAGE | 11 KV T 1B | NO VILLAGE FOUND | SUNMATI CITY 2/200KVA | 200 KVA | 152
13617 | Damoh | Damoh South | Damoh Town | KILAI VILLAGE | 11 KV T 1B | NO VILLAGE FOUND | SUNMATI CITY 2 /100KVA | 200 KVA | 148
13618 | Damoh | Damoh South | Damoh Town | KILAI VILLAGE | 11 KV T 1B | NO VILLAGE FOUND | SUNMATI CITY 1/200KVA | 200 KVA | 145
13619 | Damoh | Damoh South | Damoh Town | KILAI VILLAGE | 11 KV T 1B | NO VILLAGE FOUND | SUNMATI CITY MAN GET | 100 KVA | 141
13620 | Damoh | Damoh South | Damoh Town | KILAI VILLAGE | 11 KV T 1B | Pipariya Nayak | VIVEKANAD NAGAR 2 | 100 KVA | 136
13621 | Damoh | Damoh South | Damoh Town | KILAI VILLAGE | 11 KV T 1B | Pipariya Nayak | VIVEKANAD NAGAR 1 | 100 KVA | 133
13622 | Damoh | Damoh South | Damoh Town | KILAI VILLAGE | 11 KV T 1B | NO VILLAGE FOUND | NAYA WALA | 100 KVA | 126
13623 | Damoh | Damoh South | Damoh Town | KILAI VILLAGE | 11 KV T 1B | Pipariya Nayak | VIVEKANAD NAGAR 3 | 100 KVA | 128
13624 | Damoh | Damoh South | Damoh Town | KILAI VILLAGE | 11 KV T 1B | Pipariya Nayak | VIVEKANAD NAGAR INFRATEL | 63 KVA | 122
13625 | Damoh | Damoh South | Damoh Town | KILAI VILLAGE | 11 KV T 1B | Pipariya Nayak | VIVEKANAD NAGAR 11 | 100 KVA | 121
13626 | Damoh | Damoh South | Damoh Town | KILAI VILLAGE | 11 KV T 1B | Pipariya Nayak | VIVEKANAD NAGAR 12 | 100 KVA | 117
13627 | Damoh | Damoh South | Damoh Town | KILAI VILLAGE | 11 KV T 1B | Pipariya Nayak | PATHAK SCHOOL MUKESH COLONY | 100 KVA | 115
13628 | Damoh | Damoh South | Damoh Town | KILAI VILLAGE | 11 KV T 1B | Pipariya Nayak | VIVEKANAD NAGAR 10 | 100 KVA | 112
13629 | Damoh | Damoh South | Damoh Town | KILAI VILLAGE | 11 KV T 1B | Pipariya Nayak | VIVEKANAD NAGAR 8 | 100 KVA | 105
13630 | Damoh | Damoh South | Damoh Town | KILAI VILLAGE | 11 KV T 1B | Pipariya Nayak | VIVEKANAD NAGAR 7 | 100 KVA | 103
13631 | Damoh | Damoh South | Damoh Town | KILAI VILLAGE | 11 KV T 1B | Pipariya Nayak | VIVEKANAD NAGAR 5 | 100 KVA | 96
13632 | Damoh | Damoh South | Damoh Town | KILAI VILLAGE | 11 KV T 1B | Pipariya Nayak | VIVEKANAND NAGAR 6 | 100 KVA | 93
13633 | Damoh | Damoh South | Damoh Town | KILAI VILLAGE | 11 KV T 1B | Pipariya Nayak | SUBHASH COLONY LIC OFFICE | 200 KVA | 83
13634 | Damoh | Damoh South | Damoh Town | KILAI VILLAGE | 11 KV T 1B | Pipariya Nayak | SUBHSH COLONY | 200 KVA | 80
13635 | Damoh | Damoh South | Damoh Town | KILAI VILLAGE | 11 KV T 1B | Pipariya Nayak | SUBHASH COLONY SCHOOL KE PASS | 100 KVA | 79
13636 | Damoh | Damoh South | Damoh Town | KILAI VILLAGE | 11 KV T 1B | Pipariya Nayak | SUREKA COLONY BHARTI INFRATEL | 100 KVA | 74
13637 | Damoh | Damoh South | Damoh Town | KILAI VILLAGE | 11 KV T 1B | Pipariya Nayak | SUREKA COLONY MARGHATA KE SAMNE | 200 KVA | 72
13638 | Damoh | Damoh South | Damoh Town | KILAI VILLAGE | 11 KV T 1B | Pipariya Nayak | SIDDHI VINAYAK PHASE 2 | 200 KVA | 66
13639 | Damoh | Damoh South | Damoh Town | KILAI VILLAGE | 11 KV T 1B | Pipariya Nayak | SIDDHI VINAYAK 3 | 200 KVA | 64
13640 | Damoh | Damoh South | Damoh Town | KILAI VILLAGE | 11 KV T 1B | Pipariya Nayak | SIDDHI VINAYAK 2 | 200 KVA | 63
13641 | Damoh | Damoh South | Damoh Town | KILAI VILLAGE | 11 KV T 1B | Pipariya Nayak | SIDHI VINAYAK 1 | 200 KVA | 59
13642 | Damoh | Damoh South | Damoh Town | KILAI VILLAGE | 11 KV T 1B | Pipariya Nayak | KESAV NAGAR | 100 KVA | 55
13643 | Damoh | Damoh South | Damoh Town | KILAI VILLAGE | 11 KV T 1B | Pipariya Nayak | KHANDUJA CRASER | 200 KVA | 51
13644 | Damoh | Damoh South | Damoh Town | KILAI VILLAGE | 11 KV T 1B | Pipariya Nayak | PURANA RTO | 100 KVA | 47
13645 | Damoh | Damoh South | Damoh Town | KILAI VILLAGE | 11 KV T 1B | NO VILLAGE FOUND | NAYA WALA 2 | 200 KVA | 44
13646 | Damoh | Damoh South | Damoh Town | KILAI VILLAGE | 11 KV T 1B | Pipariya Nayak | NEAR KALCHURI GARDAN | 100 KVA | 35
13647 | Damoh | Damoh South | Damoh Town | KILAI VILLAGE | 11 KV T 1B | NO VILLAGE FOUND | NAYA WALA 3 | 100 KVA | 29
13648 | Damoh | Damoh South | Damoh Res | KILAI VILLAGE | 11 KV T KILLAI VILLAGE MIX | Semra Bujurg | GANESH PATEL WALA SEMRA HAR | 25 KVA | 464
13649 | Damoh | Damoh South | Damoh Res | KILAI VILLAGE | 11 KV T KILLAI VILLAGE MIX | Semra Bujurg | SEMRA WALE PATEL | 25 KVA | 458
13650 | Damoh | Damoh South | Damoh Res | KILAI VILLAGE | 11 KV T KILLAI VILLAGE MIX | Khoja Khedi | ARJUN PATEL WALA KHOJAKHEDI | 25 KVA | 452
13651 | Damoh | Damoh South | Damoh Res | KILAI VILLAGE | 11 KV T KILLAI VILLAGE MIX | Khoja Khedi | LACHHI PATEL WALA KHOJAKHEDI | 25 KVA | 444
13652 | Damoh | Damoh South | Damoh Res | KILAI VILLAGE | 11 KV T KILLAI VILLAGE MIX | Khoja Khedi | SARPANCH WALA KHOJAKHEDI | 25 KVA | 433
13653 | Damoh | Damoh South | Damoh Res | KILAI VILLAGE | 11 KV T KILLAI VILLAGE MIX | Chhaprat | JIVAN SONI WALA KHOJAKHEDI | 25 KVA | 425
13654 | Damoh | Damoh South | Damoh Res | KILAI VILLAGE | 11 KV T KILLAI VILLAGE MIX | Chhaprat | PARSHOTTAM PATEL WALA KHOJAKHEDI | 25 KVA | 421
13655 | Damoh | Damoh South | Damoh Res | KILAI VILLAGE | 11 KV T KILLAI VILLAGE MIX | Chhaprat | ASHARAM PATEL WALA KHOJAKHEDI | 25 KVA | 411
13656 | Damoh | Damoh South | Damoh Res | KILAI VILLAGE | 11 KV T KILLAI VILLAGE MIX | Chhaprat | MOTI PATEL WALA KHOJAKHEDI | 25 KVA | 407
13657 | Damoh | Damoh South | Damoh Res | KILAI VILLAGE | 11 KV T KILLAI VILLAGE MIX | Chhaprat | LAXMI PATEL WALA KHOJAKHEDI | 25 KVA | 402
13658 | Damoh | Damoh South | Damoh Res | KILAI VILLAGE | 11 KV T KILLAI VILLAGE MIX | Khoja Khedi | ASHISH PATEL WALA KHOJAKHEDI | 25 KVA | 399
13659 | Damoh | Damoh South | Damoh Res | KILAI VILLAGE | 11 KV T KILLAI VILLAGE MIX | Khoja Khedi | SARPANCH WALA KHOJAKHEDI CHHAPRAT HAR | 25 KVA | 393
13660 | Damoh | Damoh South | Damoh Res | KILAI VILLAGE | 11 KV T KILLAI VILLAGE MIX | Khoja Khedi | KOPRA W/W | 100 KVA | 378
13661 | Damoh | Damoh South | Damoh Res | KILAI VILLAGE | 11 KV T KILLAI VILLAGE MIX | Simri Kirat | MAHESH PATEL SIMRI KIRAT | 100 KVA | 377
13662 | Damoh | Damoh South | Damoh Res | KILAI VILLAGE | 11 KV T KILLAI VILLAGE MIX | Barbansa | SANJAY PATEL WALA BARBANSA | 25 KVA | 373
13663 | Damoh | Damoh South | Damoh Res | KILAI VILLAGE | 11 KV T KILLAI VILLAGE MIX | Barbansa | GOVIND SINGH WALA | 100 KVA | 358
13664 | Damoh | Damoh South | Damoh Res | KILAI VILLAGE | 11 KV T KILLAI VILLAGE MIX | Barbansa | CALONI WALA BARMANSA | 63 KVA | 340
13665 | Damoh | Damoh South | Damoh Res | KILAI VILLAGE | 11 KV T KILLAI VILLAGE MIX | Barbansa | MALIYA JI WALA BARBANSA | 25 KVA | 329
13666 | Damoh | Damoh South | Damoh Res | KILAI VILLAGE | 11 KV T KILLAI VILLAGE MIX | Barbansa | SANTOSHA PATEL BARMANSA | 25 KVA | 309
13667 | Damoh | Damoh South | Damoh Res | KILAI VILLAGE | 11 KV T KILLAI VILLAGE MIX | Barbansa | MULAYAM PATEL WALA BARBANSA | 25 KVA | 302
13668 | Damoh | Damoh South | Damoh Res | KILAI VILLAGE | 11 KV T KILLAI VILLAGE MIX | Barbansa | BARMASA BASTI WALA | 100 KVA | 298
13669 | Damoh | Damoh South | Damoh Res | KILAI VILLAGE | 11 KV T KILLAI VILLAGE MIX | Barbansa | MUDIYA WALA | 25 KVA | 294
13670 | Damoh | Damoh South | Damoh Res | KILAI VILLAGE | 11 KV T KILLAI VILLAGE MIX | Barbansa | SUKHLAL WALA BARBANSA | 25 KVA | 290
13671 | Damoh | Damoh South | Damoh Res | KILAI VILLAGE | 11 KV T KILLAI VILLAGE MIX | Barbansa | ROHIT GUPTA JI WALA BARBANSA | 25 KVA | 285
13672 | Damoh | Damoh South | Damoh Res | KILAI VILLAGE | 11 KV T KILLAI VILLAGE MIX | Barbansa | BIDI COMPNIY WALA | 100 KVA | 262
13673 | Damoh | Damoh South | Damoh Res | KILAI VILLAGE | 11 KV T KILLAI VILLAGE MIX | Dupariya | LAKHAN KUCHBADIYA DUPARIYA | 25 KVA | 260
13674 | Damoh | Damoh South | Damoh Res | KILAI VILLAGE | 11 KV T KILLAI VILLAGE MIX | Dupariya | BHAGVAT PATEL WALA DUPARIYA | 25 KVA | 257
13675 | Damoh | Damoh South | Damoh Res | KILAI VILLAGE | 11 KV T KILLAI VILLAGE MIX | Dupariya | MULAYAM SINGH WALA | 25 KVA | 249
13676 | Damoh | Damoh South | Damoh Res | KILAI VILLAGE | 11 KV T KILLAI VILLAGE MIX | Dupariya | DUPARIYA BASTI | 100 KVA | 239
13677 | Damoh | Damoh South | Damoh Res | KILAI VILLAGE | 11 KV T KILLAI VILLAGE MIX | Itwa Khurd | HARIJAN BASTI ITWA | 25 KVA | 234
13678 | Damoh | Damoh South | Damoh Res | KILAI VILLAGE | 11 KV T KILLAI VILLAGE MIX | Itwa Khurd | ITWA CALONI WALA | 25 KVA | 232
13679 | Damoh | Damoh South | Damoh Res | KILAI VILLAGE | 11 KV T KILLAI VILLAGE MIX | Itwa Khurd | LAKHAN SINGH WALA ITWA | 25 KVA | 231
13680 | Damoh | Damoh South | Damoh Res | KILAI VILLAGE | 11 KV T KILLAI VILLAGE MIX | Barbansa | SALENDRA DUBEY | 25 KVA | 216
13681 | Damoh | Damoh South | Damoh Res | KILAI VILLAGE | 11 KV T KILLAI VILLAGE MIX | Barbansa | VIDHYA SAGAR MILK | 25 KVA | 212
13682 | Damoh | Damoh South | Damoh Res | KILAI VILLAGE | 11 KV T KILLAI VILLAGE MIX | Pipariya Nayak | PIPARIYANAYAK WALA | 100 KVA | 191
13683 | Damoh | Damoh South | Damoh Res | KILAI VILLAGE | 11 KV T KILLAI VILLAGE MIX | Hirdepur (CT) | HIRDEPUR HAR WALA | 100 KVA | 180
13684 | Damoh | Damoh South | Damoh Res | KILAI VILLAGE | 11 KV T KILLAI VILLAGE MIX | Pipariya Nayak | TANDAN JI WALA | 100 KVA | 145
13685 | Damoh | Damoh South | Damoh Res | KILAI VILLAGE | 11 KV T KILLAI VILLAGE MIX | Ladan Bag | LADANBAG VIDHYA MANDIR | 63 KVA | 141
13686 | Damoh | Damoh South | Damoh Res | KILAI VILLAGE | 11 KV T KILLAI VILLAGE MIX | Killai | TORIYATOLA KILLAI | 25 KVA | 136
13687 | Damoh | Damoh South | Damoh Res | KILAI VILLAGE | 11 KV T KILLAI VILLAGE MIX | Killai | MAHUTOLA KILLAI | 25 KVA | 126
13688 | Damoh | Damoh South | Damoh Res | KILAI VILLAGE | 11 KV T KILLAI VILLAGE MIX | Killai | PARDI TOLA KILLAI | 25 KVA | 108
13689 | Damoh | Damoh South | Damoh Res | KILAI VILLAGE | 11 KV T KILLAI VILLAGE MIX | Killai | WEAR HAOUS WAL KILLAI | 63 KVA | 96
13690 | Damoh | Damoh South | Damoh Res | KILAI VILLAGE | 11 KV T KILLAI VILLAGE MIX | Killai | RAJU RAI KILLAI | 100 KVA | 92
13691 | Damoh | Damoh South | Damoh Res | KILAI VILLAGE | 11 KV T KILLAI VILLAGE MIX | Killai | BASTI WALA KILLAI | 100 KVA | 82
13692 | Damoh | Damoh South | Damoh Res | KILAI VILLAGE | 11 KV T KILLAI VILLAGE MIX | Killai | CALONI WALA | 25 KVA | 79
13693 | Damoh | Damoh South | Damoh Res | KILAI VILLAGE | 11 KV T KILLAI VILLAGE MIX | Ladan Bag | LADANBAG BASTI | 100 KVA | 51
13694 | Damoh | Damoh South | Damoh Res | KILAI VILLAGE | 11 KV T KILLAI VILLAGE MIX | Ladan Bag | RAM KUNJ LADANBAG | 200 KVA | 30
13695 | Damoh | Damoh South | Damoh Res | KILAI VILLAGE | 11 KV T KILLAI VILLAGE MIX | Killai | PREETI KHATRY KILLAI | 63 KVA | 14
13696 | Damoh | Damoh South | Damoh Res | KILAI VILLAGE | 11 KV T KILLAI VILLAGE MIX | Semra Bujurg | HARISHANKAR PATEL SEMRA HAR | 25 KVA | 479
13697 | Damoh | Damoh South | Damoh Res | KILAI VILLAGE | 11 KV T KILLAI VILLAGE MIX | Semra Bujurg | TEEKARAM PATEL WALA SEMRA | 25 KVA | 485
13698 | Damoh | Damoh South | Damoh Res | KILAI VILLAGE | 11 KV T KILLAI VILLAGE MIX | Semra Bujurg | DEVENDRA PATEL WALA SEMRA | 25 KVA | 499
13699 | Damoh | Damoh South | Damoh Res | KILAI VILLAGE | 11 KV T KILLAI VILLAGE MIX | Semra Bujurg | VEERU PATEL WALA SEMRA HAR | 25 KVA | 502
13700 | Damoh | Damoh South | Damoh Res | KILAI VILLAGE | 11 KV T KILLAI VILLAGE MIX | NO VILLAGE FOUND | BEEJ SANGH VALA | 25 KVA | 508
13701 | Damoh | Damoh South | Damoh Res | KILAI VILLAGE | 11 KV T KILLAI VILLAGE MIX | NO VILLAGE FOUND | KACRA DEEPO KILLAI | 25 KVA | 509
13702 | Damoh | Damoh South | Damoh Res | KILAI VILLAGE | 11 KV T KILLAI VILLAGE MIX | NO VILLAGE FOUND | KILLAI PETROL PUMP | 25 KVA | 511
13703 | Damoh | Damoh South | Damoh Res | KILAI VILLAGE | 11 KV T KILLAI VILLAGE MIX | NO VILLAGE FOUND | ROHIT GUPTA BARMASA | 25 KVA | 512
13704 | Damoh | Damoh South | Damoh Res | KILAI VILLAGE | 11 KV T KILLAI VILLAGE MIX | NO VILLAGE FOUND | RAJU PATEL BARMANSA | 25 KVA | 515
13705 | Damoh | Damoh South | Damoh Res | KILAI VILLAGE | 11 KV T KILLAI VILLAGE MIX | NO VILLAGE FOUND | GUDDAN VALA BARMANSA | 25 KVA | 526
13706 | Damoh | Damoh South | Damoh Res | KILAI VILLAGE | 11 KV T KILLAI VILLAGE MIX | NO VILLAGE FOUND | AIRTEL TOWER BARMANSA | 25 KVA | 534
13707 | Damoh | Damoh South | Damoh Town | KILLAI NAKA | 11 KV T 6 | Rastoriya | MAILIYA MIL JAIN MANDIR | 200 KVA | 60
13708 | Damoh | Damoh South | Damoh Town | KILLAI NAKA | 11 KV T 6 | NO VILLAGE FOUND | RELIANCE MALL | 100 KVA | 55
13709 | Damoh | Damoh South | Damoh Town | KILLAI NAKA | 11 KV T 6 | Rastoriya | AGARWAL SCHOOL KI GALI WALA 200K.V. DTR | 200 KVA | 54
13710 | Damoh | Damoh South | Damoh Town | KILLAI NAKA | 11 KV T 6 | Rastoriya | AGARWAL SCHOOL | 200 KVA | 47
13711 | Damoh | Damoh South | Damoh Town | KILLAI NAKA | 11 KV T 6 | Rastoriya | P G COLLAGE | 200 KVA | 46
13712 | Damoh | Damoh South | Damoh Town | KILLAI NAKA | 11 KV T 6 | Pipariya Nayak | AGRAWAL JI KA BAGHICHA | 200 KVA | 43
13713 | Damoh | Damoh South | Damoh Town | KILLAI NAKA | 11 KV T 6 | Pipariya Nayak | KHAJRI MOHALLA | 200 KVA | 40
13714 | Damoh | Damoh South | Damoh Town | KILLAI NAKA | 11 KV T 6 | Pipariya Nayak | NEEL KAMAL GARDEN DTR 200K.V. | 200 KVA | 36
13715 | Damoh | Damoh South | Damoh Town | KILLAI NAKA | 11 KV T 6 | Rastoriya | JAY AMBE DAL MIL | 200 KVA | 34
13716 | Damoh | Damoh South | Damoh Town | KILLAI NAKA | 11 KV T 6 | Pipariya Nayak | PG COLOAGE KE SAMNE | 200 KVA | 27
13717 | Damoh | Damoh South | Damoh Town | KILLAI NAKA | 11 KV T 6 | Pipariya Nayak | TEEN GULLI | 200 KVA | 25
13718 | Damoh | Damoh South | Damoh Town | KILLAI NAKA | 11 KV T 6 | Pipariya Nayak | TOWAR | 100 KVA | 24
13719 | Damoh | Damoh South | Damoh Town | KILLAI NAKA | 11 KV T 6 | Pipariya Nayak | CHOUHAAN KE SAMNE | 200 KVA | 21
13720 | Damoh | Damoh South | Damoh Town | KILLAI NAKA | 11 KV T 6 | NO VILLAGE FOUND | GOVERNMENT MODEL SCHOOLS /100 KVA | 100 KVA | 18
13721 | Damoh | Damoh South | Damoh Town | KILLAI NAKA | 11 KV T 6 | NO VILLAGE FOUND | SBI LIFE | 100 KVA | 16
13722 | Damoh | Damoh South | Damoh Town | KILLAI NAKA | 11 KV T 6 | Rastoriya | OJASHWINI COLLAGE | 200 KVA | 62
13723 | Damoh | Damoh South | Damoh Town | KILLAI NAKA | 11 KV T 6 | Tidoni | MUSKI BABA | 100 KVA | 66
13724 | Damoh | Damoh South | Damoh Town | KILLAI NAKA | 11 KV T 6 | Rastoriya | PREM NAGAR | 100 KVA | 72
13725 | Damoh | Damoh South | Damoh Town | KILLAI NAKA | 11 KV T 6 | NO VILLAGE FOUND | IDBI BANK | 100 KVA | 73
13726 | Damoh | Damoh South | Damoh Town | KILLAI NAKA | 11 KV T 6 | Rastoriya | KISAAN DAL MIL | 200 KVA | 74
13727 | Damoh | Damoh South | Damoh Town | KILLAI NAKA | 11 KV T 6 | Rastoriya | GANDHI ASHRAM | 200 KVA | 76
13728 | Damoh | Damoh South | Damoh Town | KILLAI NAKA | 11 KV T 6 | Rastoriya | CHAMPA BAI 200K.V.DTR | 200 KVA | 81
13729 | Damoh | Damoh South | Damoh Town | KILLAI NAKA | 11 KV T 6 | Pipariya Nayak | GAUPURA | 200 KVA | 86
13730 | Damoh | Damoh South | Damoh Town | KILLAI NAKA | 11 KV T 6 | Damoh (Rural) | HIRDEPUR | 100 KVA | 92
13731 | Damoh | Damoh South | Damoh Town | KILLAI NAKA | 11 KV T 6 | Damoh (Rural) | MANDI GATE | 200 KVA | 102
13732 | Damoh | Damoh South | Damoh Town | KILLAI NAKA | 11 KV T 6 | Kunwarpura | MANDI GATE KE ANDAR | 200 KVA | 103
13733 | Damoh | Damoh South | Damoh Town | KILLAI NAKA | 11 KV T 6 | Kunwarpura | TITU COLONY | 200 KVA | 104
13734 | Damoh | Damoh South | Damoh Town | KILLAI NAKA | 11 KV T 6 | NO VILLAGE FOUND | NAYA WALA | 200 KVA | 107
13735 | Damoh | Damoh South | Damoh Town | KILLAI NAKA | 11 KV T 6 | Kunwarpura | AVINASH COLONY | 200 KVA | 108
13736 | Damoh | Damoh South | Damoh Town | KILLAI NAKA | 11 KV T 6 | NO VILLAGE FOUND | OLD GALLA MANDI GATE | 200 KVA | 109
13737 | Damoh | Damoh South | Damoh Town | KILLAI NAKA | 11 KV T 6 | Kunwarpura | MANDI CAMPES | 100 KVA | 110
13738 | Damoh | Damoh South | Damoh Town | KILLAI NAKA | 11 KV T 6 | Kunwarpura | PREM NAGAR 2 | 200 KVA | 117
13739 | Damoh | Damoh South | Damoh Town | KILLAI NAKA | 11 KV T 6 | Kunwarpura | PREM NAGAR 3 | 200 KVA | 118
13740 | Damoh | Damoh South | Damoh Town | KILLAI NAKA | 11 KV T 6 | Kunwarpura | PREM NAGAR 1 | 200 KVA | 120
13741 | Damoh | Damoh South | Damoh Town | KILLAI NAKA | 11 KV T 6 | Kunwarpura | SBI BANK | 100 KVA | 123
13742 | Damoh | Damoh South | Damoh Town | KILLAI NAKA | 11 KV T 6 | Kunwarpura | WATER WORKS | 100 KVA | 124
13743 | Damoh | Damoh South | Damoh Town | KILLAI NAKA | 11 KV T 6 | Kunwarpura | SENDEY JI BALA | 100 KVA | 125
13744 | Damoh | Damoh South | Damoh Town | KILLAI NAKA | 11 KV T 6 | Kunwarpura | POLICE CHOKI | 200 KVA | 126
13745 | Damoh | Damoh South | Damoh Town | KILLAI NAKA | 11 KV T 6 | Kunwarpura | KRASI VIGYAN KENDRA | 100 KVA | 134
13746 | Damoh | Damoh South | Damoh Town | KILLAI NAKA | 11 KV T 6 | Kunwarpura | MALIYA JI BALA | 100 KVA | 137
13747 | Damoh | Damoh South | Damoh Town | KILLAI NAKA | 11 KV T 6 | Kunwarpura | CAPTEN BALA | 100 KVA | 138
13748 | Damoh | Damoh South | Damoh Town | KILLAI NAKA | 11 KV T 7 | Pipariya Nayak | DR AMIT JAIN | 100 KVA | 131
13749 | Damoh | Damoh South | Damoh Town | KILLAI NAKA | 11 KV T 7 | Pipariya Nayak | BHARTI GAS KE SAMNE | 100 KVA | 130
13750 | Damoh | Damoh South | Damoh Town | KILLAI NAKA | 11 KV T 7 | Pipariya Nayak | MILK SCEEM | 200 KVA | 128
13751 | Damoh | Damoh South | Damoh Town | KILLAI NAKA | 11 KV T 7 | Pipariya Nayak | MILK SCEEM | 100 KVA | 126
13752 | Damoh | Damoh South | Damoh Town | KILLAI NAKA | 11 KV T 7 | Pipariya Nayak | SUREKA COLONY | 200 KVA | 114
13753 | Damoh | Damoh South | Damoh Town | KILLAI NAKA | 11 KV T 7 | Pipariya Nayak | K V SCHOOL | 200 KVA | 112
13754 | Damoh | Damoh South | Damoh Town | KILLAI NAKA | 11 KV T 7 | Pipariya Nayak | FATIMA NARSING HOME KE SAMNE BALA | 100 KVA | 109
13755 | Damoh | Damoh South | Damoh Town | KILLAI NAKA | 11 KV T 7 | Pipariya Nayak | HIRDEPUR | 100 KVA | 108
13756 | Damoh | Damoh South | Damoh Town | KILLAI NAKA | 11 KV T 7 | Pipariya Nayak | ABHINAV HOMES | 100 KVA | 102
13757 | Damoh | Damoh South | Damoh Town | KILLAI NAKA | 11 KV T 7 | Pipariya Nayak | ABHINAV HOMES MANDIR | 100 KVA | 99
13758 | Damoh | Damoh South | Damoh Town | KILLAI NAKA | 11 KV T 7 | Pipariya Nayak | MADHUVAN HOMES 2 | 200 KVA | 98
13759 | Damoh | Damoh South | Damoh Town | KILLAI NAKA | 11 KV T 7 | Pipariya Nayak | MADHUVAN HOMES | 100 KVA | 97
13760 | Damoh | Damoh South | Damoh Town | KILLAI NAKA | 11 KV T 7 | NO VILLAGE FOUND | MADHUVAN HOME KA BAHAR /100KVA | 100 KVA | 95
13761 | Damoh | Damoh South | Damoh Town | KILLAI NAKA | 11 KV T 7 | Pipariya Nayak | GOKULDHAM | 200 KVA | 92
13762 | Damoh | Damoh South | Damoh Town | KILLAI NAKA | 11 KV T 7 | Pipariya Nayak | MADHUVAN HOMES | 100 KVA | 91
13763 | Damoh | Damoh South | Damoh Town | KILLAI NAKA | 11 KV T 7 | Pipariya Nayak | VASUNDHARA NAGAR | 100 KVA | 78
13764 | Damoh | Damoh South | Damoh Town | KILLAI NAKA | 11 KV T 7 | Pipariya Nayak | ELORA 1 | 100 KVA | 74
13765 | Damoh | Damoh South | Damoh Town | KILLAI NAKA | 11 KV T 7 | NO VILLAGE FOUND | DR. DEVENDRA JAIN | 100 KVA | 73
13766 | Damoh | Damoh South | Damoh Town | KILLAI NAKA | 11 KV T 7 | Pipariya Nayak | DEEN BRADERS | 100 KVA | 68
13767 | Damoh | Damoh South | Damoh Town | KILLAI NAKA | 11 KV T 7 | Pipariya Nayak | PANI KI TANKI KE PASS | 200 KVA | 66
13768 | Damoh | Damoh South | Damoh Town | KILLAI NAKA | 11 KV T 7 | Pipariya Nayak | EWS | 200 KVA | 65
13769 | Damoh | Damoh South | Damoh Town | KILLAI NAKA | 11 KV T 7 | NO VILLAGE FOUND | VIJAY NAGAR 200 KVA | 200 KVA | 64
13770 | Damoh | Damoh South | Damoh Town | KILLAI NAKA | 11 KV T 7 | Pipariya Nayak | JAIN MANDIR | 200 KVA | 63
13771 | Damoh | Damoh South | Damoh Town | KILLAI NAKA | 11 KV T 7 | NO VILLAGE FOUND | VIJAY NAGAR 200 KVA SECOND | 100 KVA | 62
13772 | Damoh | Damoh South | Damoh Town | KILLAI NAKA | 11 KV T 7 | Pipariya Nayak | R BLOCK | 200 KVA | 59
13773 | Damoh | Damoh South | Damoh Town | KILLAI NAKA | 11 KV T 7 | Pipariya Nayak | RAM MANDIR 2 | 200 KVA | 56
13774 | Damoh | Damoh South | Damoh Town | KILLAI NAKA | 11 KV T 7 | Pipariya Nayak | RAM MANDIR 1 | 200 KVA | 55
13775 | Damoh | Damoh South | Damoh Town | KILLAI NAKA | 11 KV T 7 | Pipariya Nayak | NIRMAAN BALO KE PASS | 200 KVA | 52
13776 | Damoh | Damoh South | Damoh Town | KILLAI NAKA | 11 KV T 7 | Pipariya Nayak | VIJAY NAGAR 2 | 200 KVA | 50
13777 | Damoh | Damoh South | Damoh Town | KILLAI NAKA | 11 KV T 7 | Pipariya Nayak | VIJAY NAGAR OFFICE1 | 200 KVA | 49
13778 | Damoh | Damoh South | Damoh Town | KILLAI NAKA | 11 KV T 7 | Pipariya Nayak | D BLOCK 1 | 100 KVA | 47
13779 | Damoh | Damoh South | Damoh Town | KILLAI NAKA | 11 KV T 7 | Pipariya Nayak | D BLOCK 1 | 200 KVA | 45
13780 | Damoh | Damoh South | Damoh Town | KILLAI NAKA | 11 KV T 7 | Pipariya Nayak | VIJAY NAGAR GATE | 100 KVA | 41
13781 | Damoh | Damoh South | Damoh Town | KILLAI NAKA | 11 KV T 7 | Pipariya Nayak | MAHINDRA TRACTOR AGENCY KE SAMNE | 200 KVA | 39
13782 | Damoh | Damoh South | Damoh Town | KILLAI NAKA | 11 KV T 7 | Pipariya Nayak | ISHI MOHHALL | 100 KVA | 34
13783 | Damoh | Damoh South | Damoh Town | KILLAI NAKA | 11 KV T 7 | Pipariya Nayak | VIJYA BANK KE SAMNE | 100 KVA | 30
13784 | Damoh | Damoh South | Damoh Town | KILLAI NAKA | 11 KV T 7 | Pipariya Nayak | RAKA DP | 200 KVA | 28
13785 | Damoh | Damoh South | Damoh Town | KILLAI NAKA | 11 KV T 7 | Pipariya Nayak | ISHAI MOHALLA | 100 KVA | 27
13786 | Damoh | Damoh South | Damoh Town | KILLAI NAKA | 11 KV T 7 | Pipariya Nayak | CORPORATION BANK BALA | 200 KVA | 24
13787 | Damoh | Damoh South | Damoh Town | KILLAI NAKA | 11 KV T 7 | Pipariya Nayak | NAGACHE BAKEEL | 100 KVA | 18
13788 | Damoh | Damoh South | Damoh Town | KILLAI NAKA | 11 KV T 7 | Pipariya Nayak | DADDA JI BALA | 200 KVA | 17
13789 | Damoh | Damoh South | Damoh Town | KILLAI NAKA | 11 KV T 7 | Pipariya Nayak | RAM MANDIR BALA | 200 KVA | 13
13790 | Damoh | Damoh South | Damoh Town | KILLAI NAKA | 11 KV T 7 | Pipariya Nayak | SONI MANDIR | 200 KVA | 9
13791 | Damoh | Damoh South | Damoh Town | KILLAI NAKA | 11 KV T 7 | Pipariya Nayak | DR.HARI RAI KE PASS | 200 KVA | 6
13792 | Damoh | Damoh South | Damoh Town | KILLAI NAKA | 11 KV T 7 | Pipariya Nayak | NAV JAGRATI SCHOOL | 200 KVA | 139
13793 | Damoh | Damoh South | Damoh Town | KILLAI NAKA | 11 KV T 7 | NO VILLAGE FOUND | MISSION SCHOOL TOWER 100KVA | 100 KVA | 141
13794 | Damoh | Damoh South | Damoh Town | KILLAI NAKA | 11 KV T 7 | NO VILLAGE FOUND | RAJEEV GANDHI COLONY 100 KVA | 100 KVA | 142
13795 | Damoh | Damoh South | Damoh Town | KILLAI NAKA | 11 KV T 7 | Pipariya Nayak | TRACTOR SCEEM | 100 KVA | 144
13796 | Damoh | Damoh South | Damoh Town | KILLAI NAKA | 11 KV T 7 | NO VILLAGE FOUND | K N COLLEGE 2 | 200 KVA | 150
13797 | Damoh | Damoh South | Damoh Town | KILLAI NAKA | 11 KV T 7 | Pipariya Nayak | KN COLLAGE NO 3 | 100 KVA | 151
13798 | Damoh | Damoh South | Damoh Town | KILLAI NAKA | 11 KV T 7 | Pipariya Nayak | DR CHANDA JAIN | 100 KVA | 152
13799 | Damoh | Damoh South | Damoh Town | KILLAI NAKA | 11 KV T 7 | Pipariya Nayak | CHEER GHAR TOWAR | 100 KVA | 154
13800 | Damoh | Damoh South | Damoh Town | KILLAI NAKA | 11 KV T 7 | Pipariya Nayak | KN COLLAGE GATE NO2 | 200 KVA | 160
13801 | Damoh | Damoh South | Damoh Town | KILLAI NAKA | 11 KV T 7 | Pipariya Nayak | KN COLLAGE GATE NO1 | 200 KVA | 163
13802 | Damoh | Damoh South | Damoh Town | KILLAI NAKA | 11 KV T-4 | Rastoriya | RELIANCE JIO | 100 KVA | 76
13803 | Damoh | Damoh South | Damoh Town | KILLAI NAKA | 11 KV T-4 | Rastoriya | MOLA BAKS | 200 KVA | 75
13804 | Damoh | Damoh South | Damoh Town | KILLAI NAKA | 11 KV T-4 | Rastoriya | SHANKAR KABADI | 100 KVA | 73
13805 | Damoh | Damoh South | Damoh Town | KILLAI NAKA | 11 KV T-4 | Rastoriya | SHIV SHAKTI | 200 KVA | 70
13806 | Damoh | Damoh South | Damoh Town | KILLAI NAKA | 11 KV T-4 | Rastoriya | RAVI KE GHAR KE PASS | 100 KVA | 69
13807 | Damoh | Damoh South | Damoh Town | KILLAI NAKA | 11 KV T-4 | Rastoriya | GANGARAM BALA | 100 KVA | 67
13808 | Damoh | Damoh South | Damoh Town | KILLAI NAKA | 11 KV T-4 | Rastoriya | PALANDI CHOURAHA | 315 KVA | 61
13809 | Damoh | Damoh South | Damoh Town | KILLAI NAKA | 11 KV T-4 | NO VILLAGE FOUND | ASHIRWAD GARDEN/100 KVA | 100 KVA | 59
13810 | Damoh | Damoh South | Damoh Town | KILLAI NAKA | 11 KV T-4 | Rastoriya | MANGANJ SCHOOL | 200 KVA | 55
13811 | Damoh | Damoh South | Damoh Town | KILLAI NAKA | 11 KV T-4 | Rastoriya | ANAND BALA | 200 KVA | 52
13812 | Damoh | Damoh South | Damoh Town | KILLAI NAKA | 11 KV T-4 | Hirdepur (CT) | KISAAN BHAVAN | 100 KVA | 36
13813 | Damoh | Damoh South | Damoh Town | KILLAI NAKA | 11 KV T-4 | NO VILLAGE FOUND | NAYA WALA 4 | 63 KVA | 33
13814 | Damoh | Damoh South | Damoh Town | KILLAI NAKA | 11 KV T-4 | Rastoriya | NAYA WALA 5 | 100 KVA | 21
13815 | Damoh | Damoh South | Damoh Town | KILLAI NAKA | 11 KV T-4 | Pipariya Nayak | SBI MAIN BRANCE 2 | 100 KVA | 10
13816 | Damoh | Damoh South | Damoh Town | KILLAI NAKA | 11 KV T-4 | Pipariya Nayak | SBI MAIN BRANCE 1 | 200 KVA | 9
13817 | Damoh | Damoh South | Damoh Town | KILLAI NAKA | 11 KV T-4 | Pipariya Nayak | MPEB COLONY | 100 KVA | 4
13818 | Damoh | Damoh South | Damoh Town | KILLAI NAKA | 11 KV T-4 | Pipariya Nayak | MPEB COLONY | 100 KVA | 2
13819 | Damoh | Damoh South | Damoh Town | KILLAI NAKA | 11 KV T-4 | Rastoriya | NARSING MANDIR | 200 KVA | 85
13820 | Damoh | Damoh South | Damoh Town | KILLAI NAKA | 11 KV T-4 | NO VILLAGE FOUND | NAYA WALA | 63 KVA | 87
13821 | Damoh | Damoh South | Damoh Town | KILLAI NAKA | 11 KV T-4 | NO VILLAGE FOUND | NAYA WALA 3 | 100 KVA | 94
13822 | Damoh | Damoh South | Damoh Town | KILLAI NAKA | 11 KV T-4 | NO VILLAGE FOUND | NAYA WALA 2 | 200 KVA | 98
13823 | Damoh | Damoh South | Hindoria | BILAI | 11 KV BILAI PUMP AG | Chhapri Thakur | KRISHNA KUMAR RODA | 25 KVA | 396
13824 | Damoh | Damoh South | Hindoria | BILAI | 11 KV BILAI PUMP AG | Chhapri Thakur | KALU PATEL RODA | 25 KVA | 392
13825 | Damoh | Damoh South | Hindoria | BILAI | 11 KV BILAI PUMP AG | Chhapri Thakur | KALYAN SINGH RODA | 25 KVA | 390
13826 | Damoh | Damoh South | Hindoria | BILAI | 11 KV BILAI PUMP AG | Chhapri Thakur | SANJAY AGRAWAL | 25 KVA | 389
13827 | Damoh | Damoh South | Hindoria | BILAI | 11 KV BILAI PUMP AG | Chhapri Thakur | MANDIR WALA RODA | 63 KVA | 383
13828 | Damoh | Damoh South | Hindoria | BILAI | 11 KV BILAI PUMP AG | Chhapri Thakur | THAMMI KACHHI RODA | 25 KVA | 373
13829 | Damoh | Damoh South | Hindoria | BILAI | 11 KV BILAI PUMP AG | Chhapri Thakur | HARDAUL WALA | 63 KVA | 355
13830 | Damoh | Damoh South | Hindoria | BILAI | 11 KV BILAI PUMP AG | Chhapri Thakur | HARISHANKAR SAHU | 25 KVA | 339
13831 | Damoh | Damoh South | Hindoria | BILAI | 11 KV BILAI PUMP AG | Pipariya Khurd | SHARDA SAHU RODA | 25 KVA | 333
13832 | Damoh | Damoh South | Hindoria | BILAI | 11 KV BILAI PUMP AG | Kuwa Kheda Nayak | SANTOS SAHU KUAKHEDA | 25 KVA | 332
13833 | Damoh | Damoh South | Hindoria | BILAI | 11 KV BILAI PUMP AG | Kuwa Kheda Nayak | MAHADEV SAHU | 25 KVA | 323
13834 | Damoh | Damoh South | Hindoria | BILAI | 11 KV BILAI PUMP AG | Kuwa Kheda Nayak | BIHARI RAJAK | 25 KVA | 321
13835 | Damoh | Damoh South | Hindoria | BILAI | 11 KV BILAI PUMP AG | Kuwa Kheda Nayak | RAJKUMAR PATEL BILAI | 25 KVA | 320
13836 | Damoh | Damoh South | Hindoria | BILAI | 11 KV BILAI PUMP AG | Kuwa Kheda Nayak | JEEVAN PATEL | 25 KVA | 314
13837 | Damoh | Damoh South | Hindoria | BILAI | 11 KV BILAI PUMP AG | Khejra Modi | KADORI PATEL | 25 KVA | 294
13838 | Damoh | Damoh South | Hindoria | BILAI | 11 KV BILAI PUMP AG | Khejra Modi | BAIJU ATKAIYA BILAI | 25 KVA | 291
13839 | Damoh | Damoh South | Hindoria | BILAI | 11 KV BILAI PUMP AG | Khejra Modi | MIHILAL PATEL | 25 KVA | 289
13840 | Damoh | Damoh South | Hindoria | BILAI | 11 KV BILAI PUMP AG | Khejra Modi | SANTOSH SAHU | 25 KVA | 281
13841 | Damoh | Damoh South | Hindoria | BILAI | 11 KV BILAI PUMP AG | Khejra Modi | ALOK AHIRWAL | 25 KVA | 278
13842 | Damoh | Damoh South | Hindoria | BILAI | 11 KV BILAI PUMP AG | Khejra Modi | MOOLCHAND CHOUBEY | 25 KVA | 275
13843 | Damoh | Damoh South | Hindoria | BILAI | 11 KV BILAI PUMP AG | Khejra Modi | KAMLESH PATEL | 25 KVA | 267
13844 | Damoh | Damoh South | Hindoria | BILAI | 11 KV BILAI PUMP AG | Khejra Modi | NIRMAL JAIN | 25 KVA | 263
13845 | Damoh | Damoh South | Hindoria | BILAI | 11 KV BILAI PUMP AG | Khejra Modi | PREM LAL PATEL | 25 KVA | 258
13846 | Damoh | Damoh South | Hindoria | BILAI | 11 KV BILAI PUMP AG | Khejra Modi | MOTILAL PATEL | 25 KVA | 257
13847 | Damoh | Damoh South | Hindoria | BILAI | 11 KV BILAI PUMP AG | Khejra Modi | NARAYAN SAHU | 25 KVA | 255
13848 | Damoh | Damoh South | Hindoria | BILAI | 11 KV BILAI PUMP AG | Khejra Modi | BHARAT SINGH BILAI | 25 KVA | 253
13849 | Damoh | Damoh South | Hindoria | BILAI | 11 KV BILAI PUMP AG | Khejra Modi | SOHAN SAHU | 25 KVA | 252
13850 | Damoh | Damoh South | Hindoria | BILAI | 11 KV BILAI PUMP AG | Khejra Modi | NARMADA PATEL BILAI | 25 KVA | 251
13851 | Damoh | Damoh South | Hindoria | BILAI | 11 KV BILAI PUMP AG | Patouha | SURENDRA GARG | 25 KVA | 234
13852 | Damoh | Damoh South | Hindoria | BILAI | 11 KV BILAI PUMP AG | Patouha | ANSUIYA RANI BILAI | 25 KVA | 212
13853 | Damoh | Damoh South | Hindoria | BILAI | 11 KV BILAI PUMP AG | Jamuniya | PARAM PATEL | 25 KVA | 209
13854 | Damoh | Damoh South | Hindoria | BILAI | 11 KV BILAI PUMP AG | Jamuniya | MANNU PATEL | 25 KVA | 207
13855 | Damoh | Damoh South | Hindoria | BILAI | 11 KV BILAI PUMP AG | Roda Pipariya | JILEDAR RODA | 25 KVA | 194
13856 | Damoh | Damoh South | Hindoria | BILAI | 11 KV BILAI PUMP AG | Jamuniya | CHORASIYA MASAB | 25 KVA | 162
13857 | Damoh | Damoh South | Hindoria | BILAI | 11 KV BILAI PUMP AG | Jamuniya | NATTHAN SINGH | 25 KVA | 161
13858 | Damoh | Damoh South | Hindoria | BILAI | 11 KV BILAI PUMP AG | Jamuniya | TAPARIYA BASTI | 25 KVA | 154
13859 | Damoh | Damoh South | Hindoria | BILAI | 11 KV BILAI PUMP AG | Jamuniya | TALAB WALI RODA | 25 KVA | 153
13860 | Damoh | Damoh South | Hindoria | BILAI | 11 KV BILAI PUMP AG | Patouha | PRAVESH SINGH IMALIYA | 25 KVA | 124
13861 | Damoh | Damoh South | Hindoria | BILAI | 11 KV BILAI PUMP AG | Patouha | DHAN SINGH LODHI IMALIYA | 16 KVA | 120
13862 | Damoh | Damoh South | Hindoria | BILAI | 11 KV BILAI PUMP AG | Patouha | HARI NANNA WALA | 25 KVA | 114
13863 | Damoh | Damoh South | Hindoria | BILAI | 11 KV BILAI PUMP AG | Patouha | BAI AHIRWAL WALA BILAI | 25 KVA | 111
13864 | Damoh | Damoh South | Hindoria | BILAI | 11 KV BILAI PUMP AG | Patouha | ANIL SINGH BILAI | 25 KVA | 107
13865 | Damoh | Damoh South | Hindoria | BILAI | 11 KV BILAI PUMP AG | Patouha | SIYARANI BILAI | 25 KVA | 100
13866 | Damoh | Damoh South | Hindoria | BILAI | 11 KV BILAI PUMP AG | Patouha | ISHWARI BAI | 25 KVA | 98
13867 | Damoh | Damoh South | Hindoria | BILAI | 11 KV BILAI PUMP AG | Patouha | RAJARAM RAGHUVAR PATEL | 25 KVA | 92
13868 | Damoh | Damoh South | Hindoria | BILAI | 11 KV BILAI PUMP AG | Patouha | DEVKI NANDAN PATEL | 25 KVA | 86
13869 | Damoh | Damoh South | Hindoria | BILAI | 11 KV BILAI PUMP AG | Patouha | J P AHIRWAR BILAI | 25 KVA | 75
13870 | Damoh | Damoh South | Hindoria | BILAI | 11 KV BILAI PUMP AG | Patouha | MULLI PATEL BILAI | 25 KVA | 71
13871 | Damoh | Damoh South | Hindoria | BILAI | 11 KV BILAI PUMP AG | Patouha | GAJJU PATEL BILAI | 25 KVA | 63
13872 | Damoh | Damoh South | Hindoria | BILAI | 11 KV BILAI PUMP AG | Patouha | TULARAM PATEL | 25 KVA | 60
13873 | Damoh | Damoh South | Hindoria | BILAI | 11 KV BILAI PUMP AG | Patouha | SHARDA SARVARIYA BILAI | 16 KVA | 53
13874 | Damoh | Damoh South | Hindoria | BILAI | 11 KV BILAI PUMP AG | Patouha | PALIWAL WALA BILAI | 63 KVA | 39
13875 | Damoh | Damoh South | Hindoria | BILAI | 11 KV BILAI PUMP AG | Ankh Kheda | SOVA BETIYA BILAI | 25 KVA | 25
13876 | Damoh | Damoh South | Hindoria | BILAI | 11 KV BILAI PUMP AG | Boodhi | KAMLESH DHANORIYA BILAI | 25 KVA | 20
13877 | Damoh | Damoh South | Hindoria | BILAI | 11 KV BILAI PUMP AG | Ankh Kheda | GANES PATEL BILAI | 25 KVA | 9
13878 | Damoh | Damoh South | Hindoria | BILAI | 11 KV BILAI PUMP AG | NO VILLAGE FOUND | BASTI WALA | 25 KVA | 4
13879 | Damoh | Damoh South | Hindoria | BILAI | 11 KV BILAI PUMP AG | Chhapri Thakur | CHHAPRI NALA | 25 KVA | 419
13880 | Damoh | Damoh South | Hindoria | BILAI | 11 KV BILAI PUMP AG | Chhapri Thakur | DHARMENDRA PATEL | 25 KVA | 421
13881 | Damoh | Damoh South | Hindoria | BILAI | 11 KV BILAI PUMP AG | Chhapri Thakur | SOHAN CHAUDHARY | 25 KVA | 426
13882 | Damoh | Damoh South | Hindoria | BILAI | 11 KV BILAI PUMP AG | Chhapri Thakur | HUKUM SINGH LODHI | 25 KVA | 427
13883 | Damoh | Damoh South | Hindoria | BILAI | 11 KV BILAI PUMP AG | Chhapri Thakur | KESHAV PANDE | 25 KVA | 433
13884 | Damoh | Damoh South | Hindoria | BILAI | 11 KV BILAI PUMP AG | Chhapri Thakur | KUNJI PATEL CHHAPRI | 25 KVA | 436
13885 | Damoh | Damoh South | Hindoria | BILAI | 11 KV BILAI PUMP AG | Patouha | SOHAN SAHU BILAI | 25 KVA | 450
13886 | Damoh | Damoh South | Hindoria | BILAI | 11 KV BILAI PUMP AG | Patouha | MUKESH THAKUR | 25 KVA | 452
13887 | Damoh | Damoh South | Hindoria | BILAI | 11 KV BILAI PUMP AG | Patouha | BAHORI SINGH | 25 KVA | 456
13888 | Damoh | Damoh South | Hindoria | BILAI | 11 KV BILAI PUMP AG | Patouha | SUSHIL PATEL | 25 KVA | 461
13889 | Damoh | Damoh South | Hindoria | BILAI | 11 KV BILAI PUMP AG | Patouha | POORAN PATEL BILAI | 25 KVA | 464
13890 | Damoh | Damoh South | Hindoria | BILAI | 11 KV BILAI PUMP AG | Patouha | HEERA SINGH LODHI | 25 KVA | 472
13891 | Damoh | Damoh South | Hindoria | BILAI | 11 KV BILAI PUMP AG | Patouha | ATHYA TAGAR WALI | 25 KVA | 476
13892 | Damoh | Damoh South | Hindoria | BILAI | 11 KV BILAI PUMP AG | Patouha | CHHAPRI BASTI PAS | 25 KVA | 478
13893 | Damoh | Damoh South | Hindoria | BILAI | 11 KV BILAI PUMP AG | NO VILLAGE FOUND | GAON WALA | 25 KVA | 481
13894 | Damoh | Damoh South | Hindoria | BILAI | 11 KV BILAI RURAL MIX | Chhapri Thakur | RODA MANDIR WALA | 25 KVA | 267
13895 | Damoh | Damoh South | Hindoria | BILAI | 11 KV BILAI RURAL MIX | Chhapri Thakur | RODA BASTI WALA | 25 KVA | 263
13896 | Damoh | Damoh South | Hindoria | BILAI | 11 KV BILAI RURAL MIX | Kheruwa | KHERUA BASTI | 100 KVA | 232
13897 | Damoh | Damoh South | Hindoria | BILAI | 11 KV BILAI RURAL MIX | Pipariya Kalan | CHHAPRI THAKUR BASTI | 100 KVA | 206
13898 | Damoh | Damoh South | Hindoria | BILAI | 11 KV BILAI RURAL MIX | Patouha | JAMUNIYA BASTI | 100 KVA | 187
13899 | Damoh | Damoh South | Hindoria | BILAI | 11 KV BILAI RURAL MIX | Patouha | RAJARAM | 25 KVA | 179
13900 | Damoh | Damoh South | Hindoria | BILAI | 11 KV BILAI RURAL MIX | Patouha | CHOUKI KE PEECHHE WALA | 25 KVA | 164
13901 | Damoh | Damoh South | Hindoria | BILAI | 11 KV BILAI RURAL MIX | Patouha | WATER WORKS WALA | 25 KVA | 162
13902 | Damoh | Damoh South | Hindoria | BILAI | 11 KV BILAI RURAL MIX | Patouha | BSNL TOWER WALA | 63 KVA | 157
13903 | Damoh | Damoh South | Hindoria | BILAI | 11 KV BILAI RURAL MIX | Patouha | BAZAAR WALA | 100 KVA | 155
13904 | Damoh | Damoh South | Hindoria | BILAI | 11 KV BILAI RURAL MIX | Jamuniya | ALOK SP | 25 KVA | 136
13905 | Damoh | Damoh South | Hindoria | BILAI | 11 KV BILAI RURAL MIX | Patouha | NANNA | 25 KVA | 113
13906 | Damoh | Damoh South | Hindoria | BILAI | 11 KV BILAI RURAL MIX | Patouha | MUKESH PATEL | 25 KVA | 110
13907 | Damoh | Damoh South | Hindoria | BILAI | 11 KV BILAI RURAL MIX | Patouha | RELIANCE TOWER | 25 KVA | 108
13908 | Damoh | Damoh South | Hindoria | BILAI | 11 KV BILAI RURAL MIX | Patouha | IDEA TOWER | 25 KVA | 102
13909 | Damoh | Damoh South | Hindoria | BILAI | 11 KV BILAI RURAL MIX | Patouha | HARIJAN BASTI | 100 KVA | 99
13910 | Damoh | Damoh South | Hindoria | BILAI | 11 KV BILAI RURAL MIX | Patouha | GARG WALA | 25 KVA | 94
13911 | Damoh | Damoh South | Hindoria | BILAI | 11 KV BILAI RURAL MIX | Patouha | SOCIETY KE PAAS | 25 KVA | 86
13912 | Damoh | Damoh South | Hindoria | BILAI | 11 KV BILAI RURAL MIX | Patouha | THORAT GANJ | 25 KVA | 76
13913 | Damoh | Damoh South | Hindoria | BILAI | 11 KV BILAI RURAL MIX | Patouha | SCHOOL WALA | 25 KVA | 75
13914 | Damoh | Damoh South | Hindoria | BILAI | 11 KV BILAI RURAL MIX | Patouha | TALAB WALA | 63 KVA | 65
13915 | Damoh | Damoh South | Hindoria | BILAI | 11 KV BILAI RURAL MIX | Patouha | AIRTEL TOWER | 25 KVA | 47
13916 | Damoh | Damoh South | Hindoria | BILAI | 11 KV BILAI RURAL MIX | Patouha | MANDIR WALA | 200 KVA | 46
13917 | Damoh | Damoh South | Hindoria | BILAI | 11 KV BILAI RURAL MIX | Patouha | BAHORI | 25 KVA | 33
13918 | Damoh | Damoh South | Hindoria | BILAI | 11 KV BILAI RURAL MIX | Patouha | GHOSI WALA | 25 KVA | 15
13919 | Damoh | Damoh South | Hindoria | BILAI | 11 KV BILAI RURAL MIX | Jamuniya | NATTHAN WALA | 25 KVA | 279
13920 | Damoh | Damoh South | Hindoria | BILAI | 11 KV BILAI RURAL MIX | Jamuniya | IMALIYA UDDESHYA BASTI | 100 KVA | 282
13921 | Damoh | Damoh South | Hindoria | BILAI | 11 KV BILAI RURAL MIX | Roda Pipariya | PATHA TAPARIYA WALA | 63 KVA | 298
13922 | Damoh | Damoh South | Hindoria | BILAI | 11 KV BILAI RURAL MIX | Roda Pipariya | PATNA BASTI WALA | 100 KVA | 302
13923 | Damoh | Damoh South | Hindoria | BILAI | 11 KV BILAI RURAL MIX | Roda Pipariya | JIO TOWER RODA PATNA | 25 KVA | 305
13924 | Damoh | Damoh South | Jabera | JABERA | 11 KV DUGANI DL | Bhineni | LAXMAN SINGH WALA | 25 KVA | 973
13925 | Damoh | Damoh South | Jabera | JABERA | 11 KV DUGANI DL | Dugani | TALA WALA | 63 KVA | 970
13926 | Damoh | Damoh South | Jabera | JABERA | 11 KV DUGANI DL | Dugani | MANDIR KE PASS WALA | 25 KVA | 969
13927 | Damoh | Damoh South | Jabera | JABERA | 11 KV DUGANI DL | Dugani | RAIKWAR WALA | 25 KVA | 964
13928 | Damoh | Damoh South | Jabera | JABERA | 11 KV DUGANI DL | Bhineni | PRABHA WALA | 25 KVA | 952
13929 | Damoh | Damoh South | Jabera | JABERA | 11 KV DUGANI DL | Kakreta | MUNNA WALA KAKRETA | 25 KVA | 947
13930 | Damoh | Damoh South | Jabera | JABERA | 11 KV DUGANI DL | Kakreta | KAKRETA TOLA WALA | 63 KVA | 941
13931 | Damoh | Damoh South | Jabera | JABERA | 11 KV DUGANI DL | Kakreta | MAHESH WALA | 25 KVA | 940
13932 | Damoh | Damoh South | Jabera | JABERA | 11 KV DUGANI DL | Kakreta | KAKRETA BASTI WALA | 63 KVA | 936
13933 | Damoh | Damoh South | Jabera | JABERA | 11 KV DUGANI DL | Kakreta | BANDHAN BASTI | 63 KVA | 930
13934 | Damoh | Damoh South | Jabera | JABERA | 11 KV DUGANI DL | Kakreta | MAHRAJ WALA | 63 KVA | 928
13935 | Damoh | Damoh South | Jabera | JABERA | 11 KV DUGANI DL | Tanvari | GANESH HARDUA BASTI WALA | 63 KVA | 917
13936 | Damoh | Damoh South | Jabera | JABERA | 11 KV DUGANI DL | Kanti | SHREYASH SONI WALA | 25 KVA | 887
13937 | Damoh | Damoh South | Jabera | JABERA | 11 KV DUGANI DL | Kanti | KANTI BASTI WALA | 63 KVA | 884
13938 | Damoh | Damoh South | Jabera | JABERA | 11 KV DUGANI DL | Kanti | SOURABH WALA | 25 KVA | 877
13939 | Damoh | Damoh South | Jabera | JABERA | 11 KV DUGANI DL | Jogi Kheda | JOGI KHEDA WALA | 25 KVA | 870
13940 | Damoh | Damoh South | Jabera | JABERA | 11 KV DUGANI DL | Harduwa Khurd | HARIJAN WALA | 25 KVA | 850
13941 | Damoh | Damoh South | Jabera | JABERA | 11 KV DUGANI DL | Harduwa Khurd | HARDUA KHURD WALA | 25 KVA | 849
13942 | Damoh | Damoh South | Jabera | JABERA | 11 KV DUGANI DL | Dugani | BASTI WALA | 63 KVA | 848
13943 | Damoh | Damoh South | Jabera | JABERA | 11 KV DUGANI DL | Deotara | GIRI DARSHAN WALA | 63 KVA | 842
13944 | Damoh | Damoh South | Jabera | JABERA | 11 KV DUGANI DL | Deotara | CHIITU WALA | 25 KVA | 832
13945 | Damoh | Damoh South | Jabera | JABERA | 11 KV DUGANI DL | Bandar Kola | BANDARKOLA BASTI WALA | 25 KVA | 827
13946 | Damoh | Damoh South | Jabera | JABERA | 11 KV DUGANI DL | Bandar Kola | BANDARKOLA BASTI WALA | 25 KVA | 825
13947 | Damoh | Damoh South | Jabera | JABERA | 11 KV DUGANI DL | Bandar Kola | BHARAT BHUSAN WALA | 25 KVA | 816
13948 | Damoh | Damoh South | Jabera | JABERA | 11 KV DUGANI DL | Deotara | BANDAR KOLA ROAD WALA | 25 KVA | 813
13949 | Damoh | Damoh South | Jabera | JABERA | 11 KV DUGANI DL | Deotara | MUNNA MAL GUJAR WALA | 25 KVA | 810
13950 | Damoh | Damoh South | Jabera | JABERA | 11 KV DUGANI DL | Deotara | ANAND DHAM WALA | 25 KVA | 800
13951 | Damoh | Damoh South | Jabera | JABERA | 11 KV DUGANI DL | Deotara | RAMESH WALA | 25 KVA | 795
13952 | Damoh | Damoh South | Jabera | JABERA | 11 KV DUGANI DL | Bamhori Singorgarh | MAIN ROAD WALA | 25 KVA | 791
13953 | Damoh | Damoh South | Jabera | JABERA | 11 KV DUGANI DL | Deotara | ANJANI WALA | 25 KVA | 783
13954 | Damoh | Damoh South | Jabera | JABERA | 11 KV DUGANI DL | Deotara | PETROL PUMP WALA | 25 KVA | 780
13955 | Damoh | Damoh South | Jabera | JABERA | 11 KV DUGANI DL | Deotara | TAPARIYA WALA | 25 KVA | 777
13956 | Damoh | Damoh South | Jabera | JABERA | 11 KV DUGANI DL | Bamhori Singorgarh | GAS AGENCE WALA | 100 KVA | 753
13957 | Damoh | Damoh South | Jabera | JABERA | 11 KV DUGANI DL | Bichhiya | BHICHIYA BASTI WALA | 100 KVA | 750
13958 | Damoh | Damoh South | Jabera | JABERA | 11 KV DUGANI DL | Muderi | KUA WALA MUDERI | 25 KVA | 736
13959 | Damoh | Damoh South | Jabera | JABERA | 11 KV DUGANI DL | Muderi | MUDERI BASTI WALA | 63 KVA | 734
13960 | Damoh | Damoh South | Jabera | JABERA | 11 KV DUGANI DL | Muderi | MUDERI RESAM KENDRA | 25 KVA | 731
13961 | Damoh | Damoh South | Jabera | JABERA | 11 KV DUGANI DL | Vijay Sagar | ROOP SINGH WALA | 25 KVA | 728
13962 | Damoh | Damoh South | Jabera | JABERA | 11 KV DUGANI DL | Vijay Sagar | KALU WALA | 63 KVA | 719
13963 | Damoh | Damoh South | Jabera | JABERA | 11 KV DUGANI DL | Vijay Sagar | VIJAY SAGAR BASTI | 63 KVA | 715
13964 | Damoh | Damoh South | Jabera | JABERA | 11 KV DUGANI DL | Vijay Sagar | W.W.VIJAYSAGAR WALA | 25 KVA | 706
13965 | Damoh | Damoh South | Jabera | JABERA | 11 KV DUGANI DL | Dugani | LATORA WALA | 25 KVA | 699
13966 | Damoh | Damoh South | Jabera | JABERA | 11 KV DUGANI DL | Dugani | HOSPITAL WALA | 25 KVA | 698
13967 | Damoh | Damoh South | Jabera | JABERA | 11 KV DUGANI DL | Dugani | KALYAN SINGH WALA | 25 KVA | 697
13968 | Damoh | Damoh South | Jabera | JABERA | 11 KV DUGANI DL | NO VILLAGE FOUND | BASTI WALA | 25 KVA | 695
13969 | Damoh | Damoh South | Jabera | JABERA | 11 KV DUGANI DL | Dugani | JIO TOWER WALA | 25 KVA | 690
13970 | Damoh | Damoh South | Jabera | JABERA | 11 KV DUGANI DL | Bhineni | AKHILESH WALA | 25 KVA | 688
13971 | Damoh | Damoh South | Jabera | JABERA | 11 KV DUGANI DL | Dugani | RAKKU WALA | 25 KVA | 683
13972 | Damoh | Damoh South | Jabera | JABERA | 11 KV DUGANI DL | Bhineni | SAHUJI WALA | 25 KVA | 680
13973 | Damoh | Damoh South | Jabera | JABERA | 11 KV DUGANI DL | Muderi | JEEVAN DUBEY WALA | 25 KVA | 667
13974 | Damoh | Damoh South | Jabera | JABERA | 11 KV DUGANI DL | Bichhiya | ARVINDRA WALA | 25 KVA | 663
13975 | Damoh | Damoh South | Jabera | JABERA | 11 KV DUGANI DL | Bichhiya | MADHUSUDAN DUBEY WALA | 25 KVA | 661
13976 | Damoh | Damoh South | Jabera | JABERA | 11 KV DUGANI DL | Bichhiya | SUNIL NETA WALA | 25 KVA | 654
13977 | Damoh | Damoh South | Jabera | JABERA | 11 KV DUGANI DL | Kanti | DERO BASTI WALA | 63 KVA | 1008
13978 | Damoh | Damoh South | Jabera | JABERA | 11 KV DUGANI DL | Vijay Sagar | NARAYANPURA WALA | 100 KVA | 1000
13979 | Damoh | Damoh South | Jabera | JABERA | 11 KV DUGANI DL | Bhineni | BADA JHALO BASTI WALA | 25 KVA | 994
13980 | Damoh | Damoh South | Jabera | JABERA | 11 KV DUGANI DL | Bhineni | BHINAINE BASTI WALA | 25 KVA | 992
13981 | Damoh | Damoh South | Jabera | JABERA | 11 KV DUGANI DL | Bhineni | HEERA SINGH WALA | 25 KVA | 986
13982 | Damoh | Damoh South | Jabera | JABERA | 11 KV DUGANI DL | Bhineni | CHOTA JHALO WALA | 63 KVA | 983
13983 | Damoh | Damoh South | Jabera | JABERA | 11 KV DUGANI DL | Bhineni | UMA WALA | 25 KVA | 981
13984 | Damoh | Damoh South | Jabera | JABERA | 11 KV DUGANI AG | Kakreta | GOURI SANKAR WALA | 25 KVA | 1214
13985 | Damoh | Damoh South | Jabera | JABERA | 11 KV DUGANI AG | Muderi | SANTOSH TIWARI WALA | 63 KVA | 1203
13986 | Damoh | Damoh South | Jabera | JABERA | 11 KV DUGANI AG | Muderi | JAMNA DUBEY WALA | 25 KVA | 1194
13987 | Damoh | Damoh South | Jabera | JABERA | 11 KV DUGANI AG | Kanti | KAMOD SING WALA | 63 KVA | 1183
13988 | Damoh | Damoh South | Jabera | JABERA | 11 KV DUGANI AG | Muderi | AMEEN WALA | 25 KVA | 1181
13989 | Damoh | Damoh South | Jabera | JABERA | 11 KV DUGANI AG | Muderi | PRAVEEN JAIN WALA | 63 KVA | 1175
13990 | Damoh | Damoh South | Jabera | JABERA | 11 KV DUGANI AG | Kanti | MOORAT WALA | 100 KVA | 1165
13991 | Damoh | Damoh South | Jabera | JABERA | 11 KV DUGANI AG | Kanti | ASHARAM WALA | 63 KVA | 1164
13992 | Damoh | Damoh South | Jabera | JABERA | 11 KV DUGANI AG | Kanti | RAJU WALA | 63 KVA | 1148
13993 | Damoh | Damoh South | Jabera | JABERA | 11 KV DUGANI AG | Kanti | SURAJ PATEL WALA | 25 KVA | 1143
13994 | Damoh | Damoh South | Jabera | JABERA | 11 KV DUGANI AG | Kanti | PRAJAPATI WALA | 25 KVA | 1123
13995 | Damoh | Damoh South | Jabera | JABERA | 11 KV DUGANI AG | Kanti | DESHRAJ WALA | 25 KVA | 1112
13996 | Damoh | Damoh South | Jabera | JABERA | 11 KV DUGANI AG | Kanti | POTHI GURU WALA | 25 KVA | 1107
13997 | Damoh | Damoh South | Jabera | JABERA | 11 KV DUGANI AG | Kanti | ANNI WALA | 25 KVA | 1106
13998 | Damoh | Damoh South | Jabera | JABERA | 11 KV DUGANI AG | Kanti | TENI WALA | 25 KVA | 1102
13999 | Damoh | Damoh South | Jabera | JABERA | 11 KV DUGANI AG | Kanti | SURRU SONI WALA | 25 KVA | 1094
14000 | Damoh | Damoh South | Jabera | JABERA | 11 KV DUGANI AG | Kanti | RAMESH GURU WALA | 25 KVA | 1085
14001 | Damoh | Damoh South | Jabera | JABERA | 11 KV DUGANI AG | Jogi Kheda | JOGHI KHED PUMP WALA | 63 KVA | 1061
14002 | Damoh | Damoh South | Jabera | JABERA | 11 KV DUGANI AG | Jogi Kheda | DASHRATH MAHRA WALA | 25 KVA | 1055
14003 | Damoh | Damoh South | Jabera | JABERA | 11 KV DUGANI AG | Jogi Kheda | MAHESH WALA | 63 KVA | 1047
14004 | Damoh | Damoh South | Jabera | JABERA | 11 KV DUGANI AG | Dugani | DIPTI JAIN WALA | 25 KVA | 1218
14005 | Damoh | Damoh South | Jabera | JABERA | 11 KV DUGANI AG | Dugani | ROOP SINGH WALA | 25 KVA | 1221
14006 | Damoh | Damoh South | Jabera | JABERA | 11 KV DUGANI AG | Kanti | KOUSALYA SAHU WALA | 100 KVA | 1222
14007 | Damoh | Damoh South | Jabera | JABERA | 11 KV DUGANI AG | Dugani | BHARAT WALA | 63 KVA | 1224
14008 | Damoh | Damoh South | Jabera | JABERA | 11 KV DUGANI AG | Bichhiya | PRAKASH WALA | 63 KVA | 1241
14009 | Damoh | Damoh South | Jabera | JABERA | 11 KV DUGANI AG | Bichhiya | BAGICHA WALA | 100 KVA | 1251
14010 | Damoh | Damoh South | Jabera | JABERA | 11 KV JABERA | Padariya Thoban | NAHAR WALA | 100 KVA | 598
14011 | Damoh | Damoh South | Jabera | JABERA | 11 KV JABERA | Padariya Thoban | BADA TALA WALA | 100 KVA | 589
14012 | Damoh | Damoh South | Jabera | JABERA | 11 KV JABERA | Padariya Thoban | MEEL WALA | 100 KVA | 585
14013 | Damoh | Damoh South | Jabera | JABERA | 11 KV JABERA | Jabera (CT) | VODA FONE TOWER | 25 KVA | 573
14014 | Damoh | Damoh South | Jabera | JABERA | 11 KV JABERA | Jabera (CT) | DUGANI ROAD WALA | 100 KVA | 570
14015 | Damoh | Damoh South | Jabera | JABERA | 11 KV JABERA | Jabera (CT) | IDEA TOWER WALA | 25 KVA | 566
14016 | Damoh | Damoh South | Jabera | JABERA | 11 KV JABERA | Jabera (CT) | GANGA MAI WALA | 100 KVA | 563
14017 | Damoh | Damoh South | Jabera | JABERA | 11 KV JABERA | Jabera (CT) | COLLEGE WALA | 63 KVA | 557
14018 | Damoh | Damoh South | Jabera | JABERA | 11 KV JABERA | NO VILLAGE FOUND | BASTI WALA | 25 KVA | 555
14019 | Damoh | Damoh South | Jabera | JABERA | 11 KV JABERA | Jabera (CT) | SBI WALA | 200 KVA | 545
14020 | Damoh | Damoh South | Jabera | JABERA | 11 KV JABERA | Jabera (CT) | SHRIRAM CHOURAHA WALA | 100 KVA | 543
14021 | Damoh | Damoh South | Jabera | JABERA | 11 KV JABERA | Padariya Thoban | GRAM PANCHAYAT WALA | 100 KVA | 536
14022 | Damoh | Damoh South | Jabera | JABERA | 11 KV JABERA | Padariya Thoban | NAYA BAJAR WALA | 200 KVA | 531
14023 | Damoh | Damoh South | Jabera | JABERA | 11 KV JABERA | Padariya Thoban | PETROL PUMP WALA | 100 KVA | 521
14024 | Damoh | Damoh South | Jabera | JABERA | 11 KV JABERA | NO VILLAGE FOUND | GAON WALA | 63 KVA | 520
14025 | Damoh | Damoh South | Jabera | JABERA | 11 KV JABERA | Padariya Thoban | SHAILPUTRI PETROL PUMP | 100 KVA | 516
14026 | Damoh | Damoh South | Jabera | JABERA | 11 KV JABERA | Jabera (CT) | RELAINCE TOWER WALA | 25 KVA | 515
14027 | Damoh | Damoh South | Jabera | JABERA | 11 KV JABERA | Jabera (CT) | SEED FROM WALA | 63 KVA | 509
14028 | Damoh | Damoh South | Jabera | JABERA | 11 KV JABERA | Jabera (CT) | BAMHORI WALA | 100 KVA | 485
14029 | Damoh | Damoh South | Jabera | JABERA | 11 KV JABERA | Padariya Thoban | KRISI UPAJ MANDI | 100 KVA | 482
14030 | Damoh | Damoh South | Jabera | JABERA | 11 KV JABERA | Jabera (CT) | BEDI COLONE | 25 KVA | 604
14031 | Damoh | Damoh South | Jabera | JABERA | 11 KV JABERA | Padariya Thoban | TAHSEL WALA | 100 KVA | 611
14032 | Damoh | Damoh South | Jabera | JABERA | 11 KV JABERA | Padariya Thoban | MITTI PARI.KENDRA | 25 KVA | 612
14033 | Damoh | Damoh South | Jabera | JABERA | 11 KV JABERA | Padariya Thoban | MODEL SCHOOL WALA | 25 KVA | 618
14034 | Damoh | Damoh South | Jabera | JABERA | 11 KV JABERA | Padariya Thoban | BSNL EXCENCE WALA | 25 KVA | 619
14035 | Damoh | Damoh South | Jabera | JABERA | 11 KV JABERA | Padariya Thoban | JABERA S/S WALA | 25 KVA | 620
14036 | Damoh | Damoh South | Jabera | JABERA | 11 KV KORTA AG | Banshipur | RUKMAN BAI WALA | 25 KVA | 1652
14037 | Damoh | Damoh South | Jabera | JABERA | 11 KV KORTA AG | Korta | ONKAR WALA BANSIPUR HAR | 25 KVA | 1612
14038 | Damoh | Damoh South | Jabera | JABERA | 11 KV KORTA AG | Banshipur | SONE LAL PATEL | 25 KVA | 1611
14039 | Damoh | Damoh South | Jabera | JABERA | 11 KV KORTA AG | Banshipur | BRIJESH PATEL WALA | 25 KVA | 1605
14040 | Damoh | Damoh South | Jabera | JABERA | 11 KV KORTA AG | Banshipur | REWA PATEL WALA | 25 KVA | 1595
14041 | Damoh | Damoh South | Jabera | JABERA | 11 KV KORTA AG | Banshipur | PYREE WALA | 25 KVA | 1590
14042 | Damoh | Damoh South | Jabera | JABERA | 11 KV KORTA AG | Banshipur | PRITAM WALA | 25 KVA | 1585
14043 | Damoh | Damoh South | Jabera | JABERA | 11 KV KORTA AG | Banshipur | MADHU MAHRAJ WALA | 63 KVA | 1575
14044 | Damoh | Damoh South | Jabera | JABERA | 11 KV KORTA AG | Banshipur | PREAM LAL WALA PADARIYA THOVAN | 25 KVA | 1569
14045 | Damoh | Damoh South | Jabera | JABERA | 11 KV KORTA AG | Banshipur | PATEL WALA PATI | 25 KVA | 1550
14046 | Damoh | Damoh South | Jabera | JABERA | 11 KV KORTA AG | Pati Singorgarh | KUNDAN WALA | 25 KVA | 1544
14047 | Damoh | Damoh South | Jabera | JABERA | 11 KV KORTA AG | Korta | KAMOD SINGH WALA | 25 KVA | 1540
14048 | Damoh | Damoh South | Jabera | JABERA | 11 KV KORTA AG | Pati Singorgarh | INDRA PAL WALA | 25 KVA | 1538
14049 | Damoh | Damoh South | Jabera | JABERA | 11 KV KORTA AG | Padariya Thoban | SURESH MISHRA WALA | 63 KVA | 1534
14050 | Damoh | Damoh South | Jabera | JABERA | 11 KV KORTA AG | Padariya Thoban | YUVRAJ TIWARI WALA | 25 KVA | 1531
14051 | Damoh | Damoh South | Jabera | JABERA | 11 KV KORTA AG | Korta | RAGHUNANDAN TIWARI WALA | 25 KVA | 1528
14052 | Damoh | Damoh South | Jabera | JABERA | 11 KV KORTA AG | Mehguwan Umrao | SI WALA KARONDI | 25 KVA | 1524
14053 | Damoh | Damoh South | Jabera | JABERA | 11 KV KORTA AG | Mehguwan Umrao | SAHAB SINGH WALA | 25 KVA | 1522
14054 | Damoh | Damoh South | Jabera | JABERA | 11 KV KORTA AG | Mehguwan Umrao | ADIWASHI BABBA WALA KARONDI | 25 KVA | 1520
14055 | Damoh | Damoh South | Jabera | JABERA | 11 KV KORTA AG | Mehguwan Umrao | MUKESH GOUND WALA | 25 KVA | 1518
14056 | Damoh | Damoh South | Jabera | JABERA | 11 KV KORTA AG | Mehguwan Umrao | ANAND SET WALA | 25 KVA | 1516
14057 | Damoh | Damoh South | Jabera | JABERA | 11 KV KORTA AG | Mehguwan Umrao | JANKI DUBEY WALA | 25 KVA | 1506
14058 | Damoh | Damoh South | Jabera | JABERA | 11 KV KORTA AG | Mehguwan Umrao | KARONDI BASTI WALA | 63 KVA | 1504
14059 | Damoh | Damoh South | Jabera | JABERA | 11 KV KORTA AG | Mehguwan Umrao | RAJKUMAR GHOSI WALA KARONDI | 25 KVA | 1502
14060 | Damoh | Damoh South | Jabera | JABERA | 11 KV KORTA AG | Kheri Singorgarh | CHATRPAL WALA | 25 KVA | 1477
14061 | Damoh | Damoh South | Jabera | JABERA | 11 KV KORTA AG | Kheri Singorgarh | DOULAT WALA | 100 KVA | 1468
14062 | Damoh | Damoh South | Jabera | JABERA | 11 KV KORTA AG | Kheri Singorgarh | GHADAGHAT WALA | 25 KVA | 1460
14063 | Damoh | Damoh South | Jabera | JABERA | 11 KV KORTA AG | Korta | RATTU WALA | 25 KVA | 1457
14064 | Damoh | Damoh South | Jabera | JABERA | 11 KV KORTA AG | Korta | DOULAT WALA | 25 KVA | 1450
14065 | Damoh | Damoh South | Jabera | JABERA | 11 KV KORTA AG | Korta | SAROJRANI PATEL WALA | 25 KVA | 1445
14066 | Damoh | Damoh South | Jabera | JABERA | 11 KV KORTA AG | Pipariyasingorgarh | SATISH WALA | 25 KVA | 1440
14067 | Damoh | Damoh South | Jabera | JABERA | 11 KV KORTA AG | Pipariyasingorgarh | RAJKUMAR SONI WALA | 25 KVA | 1429
14068 | Damoh | Damoh South | Jabera | JABERA | 11 KV KORTA AG | Pipariyasingorgarh | MASAB WALA PARNA | 25 KVA | 1396
14069 | Damoh | Damoh South | Jabera | JABERA | 11 KV KORTA AG | Gidra Malgujari | DELANKHEDA HAR | 100 KVA | 1395
14070 | Damoh | Damoh South | Jabera | JABERA | 11 KV KORTA AG | Delankheda | SONE SINGH WALA | 63 KVA | 1368
14071 | Damoh | Damoh South | Jabera | JABERA | 11 KV KORTA AG | Delankheda | SARMAN WALA | 25 KVA | 1366
14072 | Damoh | Damoh South | Jabera | JABERA | 11 KV KORTA AG | Delankheda | GOUTAM WALA | 25 KVA | 1363
14073 | Damoh | Damoh South | Jabera | JABERA | 11 KV KORTA AG | Delankheda | BIJJU RAI WALA | 25 KVA | 1361
14074 | Damoh | Damoh South | Jabera | JABERA | 11 KV KORTA AG | Delankheda | TEK SINGH WALA KORTA HAR | 63 KVA | 1358
14075 | Damoh | Damoh South | Jabera | JABERA | 11 KV KORTA AG | Korta | MORAT WALA | 25 KVA | 1336
14076 | Damoh | Damoh South | Jabera | JABERA | 11 KV KORTA AG | Pati Singorgarh | FAKIRA WALA | 63 KVA | 1326
14077 | Damoh | Damoh South | Jabera | JABERA | 11 KV KORTA AG | Korta | MAHRAJ WALA KORTA HAR | 25 KVA | 1321
14078 | Damoh | Damoh South | Jabera | JABERA | 11 KV KORTA AG | Banshipur | PATHAK MAHRAJ WALA | 25 KVA | 1316
14079 | Damoh | Damoh South | Jabera | JABERA | 11 KV KORTA AG | Banshipur | UMA BAI WALA | 25 KVA | 1311
14080 | Damoh | Damoh South | Jabera | JABERA | 11 KV KORTA AG | Banshipur | RATAN WALA | 25 KVA | 1309
14081 | Damoh | Damoh South | Jabera | JABERA | 11 KV KORTA AG | Padariya Thoban | RAJKUMAR SONI WALA | 25 KVA | 1296
14082 | Damoh | Damoh South | Jabera | JABERA | 11 KV KORTA AG | Padariya Thoban | DHANPAT DUBEY WALA | 25 KVA | 1277
14083 | Damoh | Damoh South | Jabera | JABERA | 11 KV KORTA AG | Banshipur | JAWAHAR WALA | 25 KVA | 1658
14084 | Damoh | Damoh South | Jabera | JABERA | 11 KV KORTA AG | Banshipur | KADORI WALA | 25 KVA | 1659
14085 | Damoh | Damoh South | Jabera | JABERA | 11 KV KORTA AG | Banshipur | AAM WALI | 63 KVA | 1661
14086 | Damoh | Damoh South | Jabera | JABERA | 11 KV KORTA AG | Banshipur | HOSIYAR SINGH WALA | 25 KVA | 1663
14087 | Damoh | Damoh South | Jabera | JABERA | 11 KV KORTA AG | Banshipur | POORAN SINGH WALA | 25 KVA | 1666
14088 | Damoh | Damoh South | Jabera | JABERA | 11 KV KORTA AG | Dhondha | KAMAL WALA | 25 KVA | 1689
14089 | Damoh | Damoh South | Jabera | JABERA | 11 KV KORTA AG | Banshipur | GHOMAN WALA | 25 KVA | 1691
14090 | Damoh | Damoh South | Jabera | JABERA | 11 KV KORTA AG | Dhondha | BABLESH WALA | 25 KVA | 1692
14091 | Damoh | Damoh South | Jabera | JABERA | 11 KV KORTA AG | Banshipur | RAMGOPAL PATEL | 100 KVA | 1694
14092 | Damoh | Damoh South | Jabera | JABERA | 11 KV KORTA AG | Bhat Khamriya | AJIT AWASATHI WALA | 100 KVA | 1715
14093 | Damoh | Damoh South | Jabera | JABERA | 11 KV KORTA DL | Gidra Ryt | SCHOOL WALA | 25 KVA | 2037
14094 | Damoh | Damoh South | Jabera | JABERA | 11 KV KORTA DL | Gidra Ryt | BASTI WALA | 25 KVA | 2033
14095 | Damoh | Damoh South | Jabera | JABERA | 11 KV KORTA DL | Gidra Ryt | GIDRA RAIYAT WALA | 25 KVA | 2028
14096 | Damoh | Damoh South | Jabera | JABERA | 11 KV KORTA DL | Dhondha | BANSIPUR COLONE WALA | 25 KVA | 2000
14097 | Damoh | Damoh South | Jabera | JABERA | 11 KV KORTA DL | Banshipur | PATI BASTI WALA | 25 KVA | 1975
14098 | Damoh | Damoh South | Jabera | JABERA | 11 KV KORTA DL | NO VILLAGE FOUND | BASTI WALA | 25 KVA | 1918
14099 | Damoh | Damoh South | Jabera | JABERA | 11 KV KORTA DL | Korta | KORTA BASTI WALA | 63 KVA | 1910
14100 | Damoh | Damoh South | Jabera | JABERA | 11 KV KORTA DL | NO VILLAGE FOUND | GAON WALA | 25 KVA | 1909
14101 | Damoh | Damoh South | Jabera | JABERA | 11 KV KORTA DL | Delankheda | HARIJAN WALA | 25 KVA | 1908
14102 | Damoh | Damoh South | Jabera | JABERA | 11 KV KORTA DL | Delankheda | SARPACH WALA | 25 KVA | 1906
14103 | Damoh | Damoh South | Jabera | JABERA | 11 KV KORTA DL | Delankheda | SEN WALA | 63 KVA | 1904
14104 | Damoh | Damoh South | Jabera | JABERA | 11 KV KORTA DL | Delankheda | PATEL MOHALLA WALA | 25 KVA | 1903
14105 | Damoh | Damoh South | Jabera | JABERA | 11 KV KORTA DL | Delankheda | MATE WALA | 25 KVA | 1902
14106 | Damoh | Damoh South | Jabera | JABERA | 11 KV KORTA DL | Delankheda | PIPARIYA BASTI WALA | 63 KVA | 1901
14107 | Damoh | Damoh South | Jabera | JABERA | 11 KV KORTA DL | Delankheda | MANDIR WALA | 25 KVA | 1897
14108 | Damoh | Damoh South | Jabera | JABERA | 11 KV KORTA DL | Delankheda | BASTI WALA | 25 KVA | 1895
14109 | Damoh | Damoh South | Jabera | JABERA | 11 KV KORTA DL | Delankheda | ADIWASHI MOHALLA WALA 1 | 25 KVA | 1886
14110 | Damoh | Damoh South | Jabera | JABERA | 11 KV KORTA DL | Gidra Malgujari | SARPANCH WALA | 25 KVA | 1874
14111 | Damoh | Damoh South | Jabera | JABERA | 11 KV KORTA DL | Pipariyasingorgarh | PARNA BASTI WALA | 63 KVA | 1873
14112 | Damoh | Damoh South | Jabera | JABERA | 11 KV KORTA DL | Pipariyasingorgarh | PARNA COLONE WALA | 100 KVA | 1868
14113 | Damoh | Damoh South | Jabera | JABERA | 11 KV KORTA DL | Pipariyasingorgarh | MAHESH WALA | 100 KVA | 1858
14114 | Damoh | Damoh South | Jabera | JABERA | 11 KV KORTA DL | Pipariyasingorgarh | HEERA SINGH WALA | 25 KVA | 1850
14115 | Damoh | Damoh South | Jabera | JABERA | 11 KV KORTA DL | Pipariyasingorgarh | HARAT BASTI WALA | 63 KVA | 1849
14116 | Damoh | Damoh South | Jabera | JABERA | 11 KV KORTA DL | NO VILLAGE FOUND | GAON WALA | 25 KVA | 1848
14117 | Damoh | Damoh South | Jabera | JABERA | 11 KV KORTA DL | Pipariyasingorgarh | MAHGUWA BASTI WALA | 63 KVA | 1838
14118 | Damoh | Damoh South | Jabera | JABERA | 11 KV KORTA DL | NO VILLAGE FOUND | GAON WALA | 25 KVA | 1834
14119 | Damoh | Damoh South | Jabera | JABERA | 11 KV KORTA DL | Pati Singorgarh | SCHOOL WALA | 63 KVA | 1829
14120 | Damoh | Damoh South | Jabera | JABERA | 11 KV KORTA DL | Gadaghat | ADIWASHI MOHALLA WALA | 25 KVA | 1827
14121 | Damoh | Damoh South | Jabera | JABERA | 11 KV KORTA DL | Gadaghat | SURAI BASTI WALA | 25 KVA | 1823
14122 | Damoh | Damoh South | Jabera | JABERA | 11 KV KORTA DL | Gadaghat | MANDIR WALA | 25 KVA | 1821
14123 | Damoh | Damoh South | Jabera | JABERA | 11 KV KORTA DL | Gadaghat | KARONDI TOLA WALA | 25 KVA | 1820
14124 | Damoh | Damoh South | Jabera | JABERA | 11 KV KORTA DL | Pipariyasingorgarh | KARANPURA BASTI WALA | 25 KVA | 1808
14125 | Damoh | Damoh South | Jabera | JABERA | 11 KV KORTA DL | Pipariyasingorgarh | KARANPURA COLONE WALA | 25 KVA | 1806
14126 | Damoh | Damoh South | Jabera | JABERA | 11 KV KORTA DL | Pipariyasingorgarh | SARPANCH WALA | 25 KVA | 1802
14127 | Damoh | Damoh South | Jabera | JABERA | 11 KV KORTA DL | Pipariyasingorgarh | JIO TOWER WALA | 25 KVA | 1798
14128 | Damoh | Damoh South | Jabera | JABERA | 11 KV KORTA DL | Korta | TEJI PATEL WALA | 100 KVA | 1767
14129 | Damoh | Damoh South | Jabera | JABERA | 11 KV KORTA DL | Korta | TEJI WALA | 63 KVA | 1763
14130 | Damoh | Damoh South | Jabera | JABERA | 11 KV KORTA DL | Korta | THAKUR MOHALLA WALA | 25 KVA | 1762
14131 | Damoh | Damoh South | Jabera | JABERA | 11 KV KORTA DL | Korta | TILAK WALA | 25 KVA | 1759
14132 | Damoh | Damoh South | Jabera | JABERA | 11 KV KORTA DL | Korta | CHATRPAL WALA | 25 KVA | 1758
14133 | Damoh | Damoh South | Jabera | JABERA | 11 KV KORTA DL | Gidra Ryt | IDEA TOWER WALA | 25 KVA | 2039
14134 | Damoh | Damoh South | Jabera | JABERA | 11 KV KORTA DL | Dhondha | COLONE WALA | 25 KVA | 2041
14135 | Damoh | Damoh South | Jabera | JABERA | 11 KV KORTA DL | Banshipur | GOKAL SINGH WALA | 25 KVA | 2050
14136 | Damoh | Damoh South | Jabera | JABERA | 11 KV KORTA DL | Dhondha | BASTI WALA | 25 KVA | 2051
14137 | Damoh | Damoh South | Jabera | JABERA | 11 KV KORTA DL | Dhondha | BAHADHUR WALA | 25 KVA | 2053
14138 | Damoh | Damoh South | Jabera | JABERA | 11 KV KORTA DL | Banshipur | GRAM PANCHYAT WALA | 63 KVA | 2057
14139 | Damoh | Damoh South | Jabera | JABERA | 11 KV KORTA DL | Banshipur | VODA FONE WALA | 25 KVA | 2058
14140 | Damoh | Damoh South | Jabera | JABERA | 11 KV KORTA DL | Banshipur | W.W. WALA | 25 KVA | 2060
14141 | Damoh | Damoh South | Jabera | JABERA | 11 KV KORTA DL | Banshipur | TAWARI BASTI WALA | 63 KVA | 2069
14142 | Damoh | Damoh South | Jabera | JABERA | 11 KV KORTA DL | Banshipur | PADARIYA BASTI WALA | 25 KVA | 2078
14143 | Damoh | Damoh South | Jabera | JABERA | 11 KV KORTA DL | Bhat Khamriya | RAJARAM PATEL WALA | 25 KVA | 2083
14144 | Damoh | Damoh South | Jabera | JABERA | 11 KV KORTA DL | Bhat Khamriya | PRITAM WALA | 25 KVA | 2086
14145 | Damoh | Damoh South | Jabera | PATNA KUA | 11 KV PATNAKUA AG | Ram Salaiya | MAKKAD WALA | 25 KVA | 221
14146 | Damoh | Damoh South | Jabera | PATNA KUA | 11 KV PATNAKUA AG | Ram Salaiya | KAPIL RAJPOOT WALA | 25 KVA | 213
14147 | Damoh | Damoh South | Jabera | PATNA KUA | 11 KV PATNAKUA AG | Ram Salaiya | KAPIL RAJPOOT WALA | 25 KVA | 210
14148 | Damoh | Damoh South | Jabera | PATNA KUA | 11 KV PATNAKUA AG | Ram Salaiya | GOLI RAJPOOT WALA | 25 KVA | 207
14149 | Damoh | Damoh South | Jabera | PATNA KUA | 11 KV PATNAKUA AG | Sunkad | ISWARI SAHU WALA | 63 KVA | 200
14150 | Damoh | Damoh South | Jabera | PATNA KUA | 11 KV PATNAKUA AG | Ram Salaiya | RAJU THAKUR WALA BASTI | 25 KVA | 192
14151 | Damoh | Damoh South | Jabera | PATNA KUA | 11 KV PATNAKUA AG | Majguwan | DEVENDRA THAKUR WALA | 25 KVA | 189
14152 | Damoh | Damoh South | Jabera | PATNA KUA | 11 KV PATNAKUA AG | Ram Salaiya | RAMLAL CHAKRWARTI WALA | 25 KVA | 187
14153 | Damoh | Damoh South | Jabera | PATNA KUA | 11 KV PATNAKUA AG | Ram Salaiya | JITTU THAKUR WALA | 25 KVA | 182
14154 | Damoh | Damoh South | Jabera | PATNA KUA | 11 KV PATNAKUA AG | Patna Kuwa | JHAMMI LAL SEN | 25 KVA | 176
14155 | Damoh | Damoh South | Jabera | PATNA KUA | 11 KV PATNAKUA AG | Ram Salaiya | GUGGI RAI WALA | 25 KVA | 172
14156 | Damoh | Damoh South | Jabera | PATNA KUA | 11 KV PATNAKUA AG | Patna Kuwa | BALA MAHRAJ WALA | 25 KVA | 167
14157 | Damoh | Damoh South | Jabera | PATNA KUA | 11 KV PATNAKUA AG | Patna Kuwa | PINKU RAI WALA | 25 KVA | 164
14158 | Damoh | Damoh South | Jabera | PATNA KUA | 11 KV PATNAKUA AG | Patna Kuwa | MONU RAI WALA | 25 KVA | 149
14159 | Damoh | Damoh South | Jabera | PATNA KUA | 11 KV PATNAKUA AG | Patna Kuwa | REWA PANDITE WALA | 25 KVA | 143
14160 | Damoh | Damoh South | Jabera | PATNA KUA | 11 KV PATNAKUA AG | Lalpura | DEVRAJ WALA | 25 KVA | 137
14161 | Damoh | Damoh South | Jabera | PATNA KUA | 11 KV PATNAKUA AG | Gihalpura | NARENDRA PANDE WALA | 25 KVA | 134
14162 | Damoh | Damoh South | Jabera | PATNA KUA | 11 KV PATNAKUA AG | Gihalpura | SARPANCH WALA GIHALPURA | 100 KVA | 130
14163 | Damoh | Damoh South | Jabera | PATNA KUA | 11 KV PATNAKUA AG | Patna Kuwa | MAHRAJ WALA | 25 KVA | 118
14164 | Damoh | Damoh South | Jabera | PATNA KUA | 11 KV PATNAKUA AG | Patna Kuwa | JAGGI RAI WALA | 25 KVA | 109
14165 | Damoh | Damoh South | Jabera | PATNA KUA | 11 KV PATNAKUA AG | Kuwa Mangarh | ROOP LAL WALA | 25 KVA | 83
14166 | Damoh | Damoh South | Jabera | PATNA KUA | 11 KV PATNAKUA AG | Sahsana | MAJHOLI RAJPOOT WALA | 25 KVA | 80
14167 | Damoh | Damoh South | Jabera | PATNA KUA | 11 KV PATNAKUA AG | Kuwa Mangarh | CHOKHE LAL WALA | 25 KVA | 74
14168 | Damoh | Damoh South | Jabera | PATNA KUA | 11 KV PATNAKUA AG | Kuwa Mangarh | RAJU THAKUR WALA | 25 KVA | 69
14169 | Damoh | Damoh South | Jabera | PATNA KUA | 11 KV PATNAKUA AG | Kuwa Mangarh | KALLU RAI WALA | 25 KVA | 67
14170 | Damoh | Damoh South | Jabera | PATNA KUA | 11 KV PATNAKUA AG | Kuwa Mangarh | TINKU SAHU WALA | 25 KVA | 62
14171 | Damoh | Damoh South | Jabera | PATNA KUA | 11 KV PATNAKUA AG | Kuwa Mangarh | RAGHURAJ WALA | 25 KVA | 49
14172 | Damoh | Damoh South | Jabera | PATNA KUA | 11 KV PATNAKUA AG | Kuwa Mangarh | KUA BASTI WALA | 100 KVA | 25
14173 | Damoh | Damoh South | Jabera | PATNA KUA | 11 KV PATNAKUA AG | Koda Khurd | BHOPAT WALA | 25 KVA | 223
14174 | Damoh | Damoh South | Jabera | PATNA KUA | 11 KV PATNAKUA AG | Ram Salaiya | RAMSALIYA BASTI WALA | 100 KVA | 230
14175 | Damoh | Damoh South | Jabera | PATNA KUA | 11 KV PATNAKUA AG | Ram Salaiya | BHAI SAHAB WALA 01 | 25 KVA | 240
14176 | Damoh | Damoh South | Jabera | PATNA KUA | 11 KV PATNAKUA AG | Ram Salaiya | BHAISAHAB WALA 2 | 63 KVA | 242
14177 | Damoh | Damoh South | Jabera | PATNA KUA | 11 KV PATNAKUA AG | Ram Salaiya | BHAI SAHAB PATEL WALA 3 | 63 KVA | 245
14178 | Damoh | Damoh South | Jabera | PATNA KUA | 11 KV PATNAKUA AG | Ram Salaiya | RAMSALIYA COLONE WALA | 25 KVA | 249
14179 | Damoh | Damoh South | Jabera | PATNA KUA | 11 KV PATNAKUA AG | Sahsana | SAHASNA COLONE WALA | 25 KVA | 253
14180 | Damoh | Damoh South | Jabera | PATNA KUA | 11 KV PATNAKUA AG | Koda Kalan | PANCHAM SINGH WALA | 25 KVA | 255
14181 | Damoh | Damoh South | Jabera | PATNA KUA | 11 KV PATNAKUA DL | Ram Salaiya | RAMSALIAYA COLONE SHOUBHAGAYA WALA | 25 KVA | 253
14182 | Damoh | Damoh South | Jabera | PATNA KUA | 11 KV PATNAKUA DL | Ram Salaiya | RAMSALAIYA BASTI | 25 KVA | 249
14183 | Damoh | Damoh South | Jabera | PATNA KUA | 11 KV PATNAKUA DL | Sunkad | GIRI WALA | 25 KVA | 206
14184 | Damoh | Damoh South | Jabera | PATNA KUA | 11 KV PATNAKUA DL | Sunkad | CHOUDARI MOHALLA WALA | 25 KVA | 202
14185 | Damoh | Damoh South | Jabera | PATNA KUA | 11 KV PATNAKUA DL | Sunkad | THAKUR WALA | 25 KVA | 197
14186 | Damoh | Damoh South | Jabera | PATNA KUA | 11 KV PATNAKUA DL | Sunkad | SUNKAD BASTI WALA | 100 KVA | 193
14187 | Damoh | Damoh South | Jabera | PATNA KUA | 11 KV PATNAKUA DL | Patna Kuwa | SAHU WALA 2 NO | 25 KVA | 189
14188 | Damoh | Damoh South | Jabera | PATNA KUA | 11 KV PATNAKUA DL | Patna Kuwa | YADAV WALA | 25 KVA | 186
14189 | Damoh | Damoh South | Jabera | PATNA KUA | 11 KV PATNAKUA DL | Patna Kuwa | SAHU WALA | 25 KVA | 184
14190 | Damoh | Damoh South | Jabera | PATNA KUA | 11 KV PATNAKUA DL | Kuwa Mangarh | KHAI DAI | 25 KVA | 128
14191 | Damoh | Damoh South | Jabera | PATNA KUA | 11 KV PATNAKUA DL | Kuwa Mangarh | KANCHEDI WALA | 25 KVA | 125
14192 | Damoh | Damoh South | Jabera | PATNA KUA | 11 KV PATNAKUA DL | Kuwa Mangarh | MUNNA THAKUR WALA(TEK SINGH SINGPUR BALE) | 25 KVA | 123
14193 | Damoh | Damoh South | Jabera | PATNA KUA | 11 KV PATNAKUA DL | Singhpur | RAJU SARPANCH WALA | 100 KVA | 120
14194 | Damoh | Damoh South | Jabera | PATNA KUA | 11 KV PATNAKUA DL | NO VILLAGE FOUND | BASTI WALA | 25 KVA | 119
14195 | Damoh | Damoh South | Jabera | PATNA KUA | 11 KV PATNAKUA DL | Majguwan | MAJHAGAWA BASTI WALA | 25 KVA | 114
14196 | Damoh | Damoh South | Jabera | PATNA KUA | 11 KV PATNAKUA DL | Lalpura | LALPURA ROAD WALA | 25 KVA | 96
14197 | Damoh | Damoh South | Jabera | PATNA KUA | 11 KV PATNAKUA DL | Ram Salaiya | BASTI WALA | 25 KVA | 93
14198 | Damoh | Damoh South | Jabera | PATNA KUA | 11 KV PATNAKUA DL | Gihalpura | GIHALPURA BASTI WALA | 100 KVA | 90
14199 | Damoh | Damoh South | Jabera | PATNA KUA | 11 KV PATNAKUA DL | NO VILLAGE FOUND | GAON WALA | 25 KVA | 89
14200 | Damoh | Damoh South | Jabera | PATNA KUA | 11 KV PATNAKUA DL | Patna Kuwa | PATNA MIDWAIYA | 100 KVA | 83
14201 | Damoh | Damoh South | Jabera | PATNA KUA | 11 KV PATNAKUA DL | Patna Kuwa | PATNA BASTI WALA | 100 KVA | 35
14202 | Damoh | Damoh South | Jabera | PATNA KUA | 11 KV PATNAKUA DL | Kuwa Mangarh | KUA BASTI WALA | 25 KVA | 32
14203 | Damoh | Damoh South | Jabera | PATNA KUA | 11 KV PATNAKUA DL | Kuwa Mangarh | TALIYA WALA | 25 KVA | 30
14204 | Damoh | Damoh South | Jabera | PATNA KUA | 11 KV PATNAKUA DL | NO VILLAGE FOUND | GAON WALA | 25 KVA | 28
14205 | Damoh | Damoh South | Jabera | PATNA KUA | 11 KV PATNAKUA DL | Kuwa Mangarh | KUA BASTI WALA | 25 KVA | 27
14206 | Damoh | Damoh South | Jabera | PATNA KUA | 11 KV PATNAKUA DL | Pipariya | SAHASNA F.S. WALA | 25 KVA | 263
14207 | Damoh | Damoh South | Jabera | PATNA KUA | 11 KV PATNAKUA DL | Harduwa Singorgarh | GEETA PATEL WALA | 25 KVA | 281
14208 | Damoh | Damoh South | Jabera | PATNA KUA | 11 KV PATNAKUA DL | Harduwa Singorgarh | DHANETA BASTI WALA | 100 KVA | 288
14209 | Damoh | Damoh South | Jabera | PATNA KUA | 11 KV PONDI AG | Pondi Mangarh | SITLA WALA | 25 KVA | 808
14210 | Damoh | Damoh South | Jabera | PATNA KUA | 11 KV PONDI AG | NO VILLAGE FOUND | DTR NOT TAGGED | 25 KVA | 807
14211 | Damoh | Damoh South | Jabera | PATNA KUA | 11 KV PONDI AG | Pondi Mangarh | PRADEEP WALA | 25 KVA | 805
14212 | Damoh | Damoh South | Jabera | PATNA KUA | 11 KV PONDI AG | Pondi Mangarh | CHOTE KADERE WALA | 25 KVA | 803
14213 | Damoh | Damoh South | Jabera | PATNA KUA | 11 KV PONDI AG | Pondi Mangarh | DROUPATI MISHRA | 25 KVA | 800
14214 | Damoh | Damoh South | Jabera | PATNA KUA | 11 KV PONDI AG | NO VILLAGE FOUND | DTR NOT TAGGED | 25 KVA | 799
14215 | Damoh | Damoh South | Jabera | PATNA KUA | 11 KV PONDI AG | Pondi Mangarh | BHADDI DHANGAR WALA | 25 KVA | 798
14216 | Damoh | Damoh South | Jabera | PATNA KUA | 11 KV PONDI AG | NO VILLAGE FOUND | DTR NOT TAGGED | 25 KVA | 797
14217 | Damoh | Damoh South | Jabera | PATNA KUA | 11 KV PONDI AG | Amghat | SONE LAL DHANGAR WALA | 25 KVA | 796
14218 | Damoh | Damoh South | Jabera | PATNA KUA | 11 KV PONDI AG | Amghat | PARSHOTAM MISHRA WALA | 25 KVA | 793
14219 | Damoh | Damoh South | Jabera | PATNA KUA | 11 KV PONDI AG | NO VILLAGE FOUND | DTR NOT TAGGED | 63 KVA | 790
14220 | Damoh | Damoh South | Jabera | PATNA KUA | 11 KV PONDI AG | Amghat | FAIJULLA BHAIJAN WALA | 25 KVA | 784
14221 | Damoh | Damoh South | Jabera | PATNA KUA | 11 KV PONDI AG | Amghat | SHIV KUMAR WALA | 25 KVA | 781
14222 | Damoh | Damoh South | Jabera | PATNA KUA | 11 KV PONDI AG | Amghat | PRATAP CHOUDARI WALA | 25 KVA | 776
14223 | Damoh | Damoh South | Jabera | PATNA KUA | 11 KV PONDI AG | NO VILLAGE FOUND | DTR NOT TAGGED | 25 KVA | 767
14224 | Damoh | Damoh South | Jabera | PATNA KUA | 11 KV PONDI AG | Amghat | ABHISHEK TIWARI | 25 KVA | 764
14225 | Damoh | Damoh South | Jabera | PATNA KUA | 11 KV PONDI AG | Amghat | BILLA MAHRAJ WALA | 25 KVA | 761
14226 | Damoh | Damoh South | Jabera | PATNA KUA | 11 KV PONDI AG | Amghat | RAJENDRA THAKUR WALA | 25 KVA | 759
14227 | Damoh | Damoh South | Jabera | PATNA KUA | 11 KV PONDI AG | Amghat | BABLU MAHRAJ WALA | 25 KVA | 757
14228 | Damoh | Damoh South | Jabera | PATNA KUA | 11 KV PONDI AG | Amghat | DURGA RAIKWAR WALA | 25 KVA | 756
14229 | Damoh | Damoh South | Jabera | PATNA KUA | 11 KV PONDI AG | Sagodi Khurd | MUNNA RAJAK WALA | 25 KVA | 754
14230 | Damoh | Damoh South | Jabera | PATNA KUA | 11 KV PONDI AG | Sagodi Khurd | RAJJU THAKUR WALA | 25 KVA | 752
14231 | Damoh | Damoh South | Jabera | PATNA KUA | 11 KV PONDI AG | Amghat | AMGHAT TEDI WALA | 25 KVA | 750
14232 | Damoh | Damoh South | Jabera | PATNA KUA | 11 KV PONDI AG | Amghat | SARPACH WALA | 25 KVA | 747
14233 | Damoh | Damoh South | Jabera | PATNA KUA | 11 KV PONDI AG | Amghat | KANJAI BASTI KE PASS WALA | 100 KVA | 740
14234 | Damoh | Damoh South | Jabera | PATNA KUA | 11 KV PONDI AG | Kanjai Mangarh | CHAITU MEMAR WALA 2 | 25 KVA | 733
14235 | Damoh | Damoh South | Jabera | PATNA KUA | 11 KV PONDI AG | Kanjai Mangarh | CHAITU MEMBER WALA | 25 KVA | 726
14236 | Damoh | Damoh South | Jabera | PATNA KUA | 11 KV PONDI AG | Kanjai Mangarh | FOUJDAR WALA | 25 KVA | 725
14237 | Damoh | Damoh South | Jabera | PATNA KUA | 11 KV PONDI AG | Kanjai Mangarh | HARPRASAD WALA KANJAI HAR | 25 KVA | 723
14238 | Damoh | Damoh South | Jabera | PATNA KUA | 11 KV PONDI AG | Kanjai Mangarh | DWARKA RAI WALA KANJAI HAR | 25 KVA | 720
14239 | Damoh | Damoh South | Jabera | PATNA KUA | 11 KV PONDI AG | Kanjai Mangarh | BAIJNATH RAI WALA | 25 KVA | 717
14240 | Damoh | Damoh South | Jabera | PATNA KUA | 11 KV PONDI AG | Kanjai Mangarh | AJJU PATEL WALA | 25 KVA | 715
14241 | Damoh | Damoh South | Jabera | PATNA KUA | 11 KV PONDI AG | Kanjai Mangarh | GUDDA RAI WALA | 25 KVA | 706
14242 | Damoh | Damoh South | Jabera | PATNA KUA | 11 KV PONDI AG | Kanjai Mangarh | VEERA WALA | 25 KVA | 700
14243 | Damoh | Damoh South | Jabera | PATNA KUA | 11 KV PONDI AG | Kanjai Mangarh | CHUTTU PATEL WALA | 25 KVA | 670
14244 | Damoh | Damoh South | Jabera | PATNA KUA | 11 KV PONDI AG | Kanjai Mangarh | BHAIYA JI WALA | 25 KVA | 664
14245 | Damoh | Damoh South | Jabera | PATNA KUA | 11 KV PONDI AG | Kanjai Mangarh | JITTU PATEL WALA 2 | 25 KVA | 662
14246 | Damoh | Damoh South | Jabera | PATNA KUA | 11 KV PONDI AG | Kanjai Mangarh | DHANGAR WALA | 25 KVA | 660
14247 | Damoh | Damoh South | Jabera | PATNA KUA | 11 KV PONDI AG | Kanjai Mangarh | SONU YADAV WALA | 25 KVA | 659
14248 | Damoh | Damoh South | Jabera | PATNA KUA | 11 KV PONDI AG | Kanjai Mangarh | DEVENDRA PATEL WALA | 100 KVA | 653
14249 | Damoh | Damoh South | Jabera | PATNA KUA | 11 KV PONDI AG | Kanjai Mangarh | SUNIL YADAV 2 | 25 KVA | 651
14250 | Damoh | Damoh South | Jabera | PATNA KUA | 11 KV PONDI AG | Kanjai Mangarh | SUNIL YADAV WALA | 63 KVA | 646
14251 | Damoh | Damoh South | Jabera | PATNA KUA | 11 KV PONDI AG | Kanjai Mangarh | JITTU PATEL WALA | 63 KVA | 636
14252 | Damoh | Damoh South | Jabera | PATNA KUA | 11 KV PONDI AG | NO VILLAGE FOUND | DTR NOT TAGGED | 25 KVA | 632
14253 | Damoh | Damoh South | Jabera | PATNA KUA | 11 KV PONDI AG | Pondi Mangarh | GULAB CHOUDRI WALA | 25 KVA | 810
14254 | Damoh | Damoh South | Jabera | PATNA KUA | 11 KV PONDI AG | Pondi Mangarh | MAHUA WALA | 25 KVA | 812
14255 | Damoh | Damoh South | Jabera | PATNA KUA | 11 KV PONDI AG | Pondi Mangarh | NIRMAL JAIN WALA | 25 KVA | 813
14256 | Damoh | Damoh South | Jabera | PATNA KUA | 11 KV PONDI DL | Devtara Mangarh | VODA BASTI WALA | 25 KVA | 3102
14257 | Damoh | Damoh South | Jabera | PATNA KUA | 11 KV PONDI DL | Pati Mangarh | RATAN WALA | 25 KVA | 3051
14258 | Damoh | Damoh South | Jabera | PATNA KUA | 11 KV PONDI DL | Sagodi Kalan | SCHOOL WALA | 25 KVA | 3047
14259 | Damoh | Damoh South | Jabera | PATNA KUA | 11 KV PONDI DL | Sagodi Kalan | KOTWAR WALA | 63 KVA | 3046
14260 | Damoh | Damoh South | Jabera | PATNA KUA | 11 KV PONDI DL | Sagodi Kalan | MANOJ JHULLAN RAI | 25 KVA | 3045
14261 | Damoh | Damoh South | Jabera | PATNA KUA | 11 KV PONDI DL | Pati Mangarh | PATI COLONE WALA | 100 KVA | 3043
14262 | Damoh | Damoh South | Jabera | PATNA KUA | 11 KV PONDI DL | Pati Mangarh | SCHOOL WALA | 25 KVA | 3026
14263 | Damoh | Damoh South | Jabera | PATNA KUA | 11 KV PONDI DL | Sagodi Kalan | SAGODI KALA BASTI | 25 KVA | 3021
14264 | Damoh | Damoh South | Jabera | PATNA KUA | 11 KV PONDI DL | Sagodi Kalan | SAGODI KALA COLONE WALA | 25 KVA | 3019
14265 | Damoh | Damoh South | Jabera | PATNA KUA | 11 KV PONDI DL | Sagodi Kalan | LAL MATI WALA | 100 KVA | 3018
14266 | Damoh | Damoh South | Jabera | PATNA KUA | 11 KV PONDI DL | Pondi Mangarh | SURESH WALA | 25 KVA | 3016
14267 | Damoh | Damoh South | Jabera | PATNA KUA | 11 KV PONDI DL | Sagodi Kalan | DEVTARA COLONE WALA | 25 KVA | 3011
14268 | Damoh | Damoh South | Jabera | PATNA KUA | 11 KV PONDI DL | Pondi Mangarh | SURAJ SINGH WALA | 25 KVA | 2999
14269 | Damoh | Damoh South | Jabera | PATNA KUA | 11 KV PONDI DL | Pondi Maharaj Singh | FOJI WALA | 25 KVA | 2986
14270 | Damoh | Damoh South | Jabera | PATNA KUA | 11 KV PONDI DL | Pondi Mangarh | MARGHATA WALA | 25 KVA | 2984
14271 | Damoh | Damoh South | Jabera | PATNA KUA | 11 KV PONDI DL | Pondi Mangarh | PONDI COLONE WALA | 25 KVA | 2978
14272 | Damoh | Damoh South | Jabera | PATNA KUA | 11 KV PONDI DL | Pondi Mangarh | KHIRKA WALA | 100 KVA | 2976
14273 | Damoh | Damoh South | Jabera | PATNA KUA | 11 KV PONDI DL | Amghat | RAMESH WALA | 25 KVA | 2974
14274 | Damoh | Damoh South | Jabera | PATNA KUA | 11 KV PONDI DL | Pondi Mangarh | JIO TOWER WALA | 25 KVA | 2973
14275 | Damoh | Damoh South | Jabera | PATNA KUA | 11 KV PONDI DL | Amghat | PONDI BASTI WALA | 100 KVA | 2971
14276 | Damoh | Damoh South | Jabera | PATNA KUA | 11 KV PONDI DL | Pondi Mangarh | SARPANCH WALA | 100 KVA | 2954
14277 | Damoh | Damoh South | Jabera | PATNA KUA | 11 KV PONDI DL | Amghat | KANJAI COLONE WALA | 100 KVA | 2953
14278 | Damoh | Damoh South | Jabera | PATNA KUA | 11 KV PONDI DL | Amghat | RAJAK MOHALLA WALA | 100 KVA | 2948
14279 | Damoh | Damoh South | Jabera | PATNA KUA | 11 KV PONDI DL | Amghat | HARIJAN MOHALLA AMGHAT | 25 KVA | 2946
14280 | Damoh | Damoh South | Jabera | PATNA KUA | 11 KV PONDI DL | Amghat | AMGHAT PIPAL WALA | 25 KVA | 2940
14281 | Damoh | Damoh South | Jabera | PATNA KUA | 11 KV PONDI DL | Amghat | KANJAI BASTI WALA | 100 KVA | 2927
14282 | Damoh | Damoh South | Jabera | PATNA KUA | 11 KV PONDI DL | Kanjai Mangarh | W.W. WALA | 25 KVA | 2917
14283 | Damoh | Damoh South | Jabera | PATNA KUA | 11 KV PONDI DL | Kanjai Mangarh | SAHU WALA | 25 KVA | 2913
14284 | Damoh | Damoh South | Jabera | PATNA KUA | 11 KV PONDI DL | Kanjai Mangarh | KHAIRO TOLA WALA | 100 KVA | 2910
14285 | Damoh | Damoh South | Jabera | PATNA KUA | 11 KV PONDI DL | Kanjai Mangarh | SAGODI KHURD BASTI WALA | 63 KVA | 2909
14286 | Damoh | Damoh South | Jabera | PATNA KUA | 11 KV PONDI DL | Kanjai Mangarh | PUMP HOUSE WALA | 25 KVA | 2906
14287 | Damoh | Damoh South | Jabera | PATNA KUA | 11 KV PONDI DL | Kanjai Mangarh | RAM PRASAD PATHAK WALA | 25 KVA | 2902
14288 | Damoh | Damoh South | Jabera | PATNA KUA | 11 KV PONDI DL | Kanjai Mangarh | JETENDRA PATEL WALA | 100 KVA | 2896
14289 | Damoh | Damoh South | Jabera | PATNA KUA | 11 KV PONDI DL | Kanjai Mangarh | PIPAL WALA | 25 KVA | 2888
14290 | Damoh | Damoh South | Jabera | PATNA KUA | 11 KV PONDI DL | Kanjai Mangarh | KARONDI BEL WALA | 25 KVA | 2886
14291 | Damoh | Damoh South | Jabera | PATNA KUA | 11 KV PONDI DL | Kanjai Mangarh | MARGHATA WALA | 63 KVA | 2882
14292 | Damoh | Damoh South | Jabera | PATNA KUA | 11 KV PONDI DL | Karondi Mangarh | GANGA MAI WALA | 100 KVA | 2853
14293 | Damoh | Damoh South | Jabera | PATNA KUA | 11 KV PONDI DL | Karondi Mangarh | KADORI CHOURASIYA WALA | 25 KVA | 2848
14294 | Damoh | Damoh South | Jabera | PATNA KUA | 11 KV PONDI DL | Koda Khurd | PATNA BASTI WALA | 25 KVA | 2828
14295 | Damoh | Damoh South | Jabera | PATNA KUA | 11 KV PONDI DL | Koda Khurd | ANESH WALA | 25 KVA | 2820
14296 | Damoh | Damoh South | Jabera | PATNA KUA | 11 KV PONDI DL | Bhajiya | JHADA BASTI | 25 KVA | 3192
14297 | Damoh | Damoh South | Jabera | PATNA KUA | 11 KV SINGPUR DL | Salaiya Badi | THAKUR MOHALLA WALA | 25 KVA | 272
14298 | Damoh | Damoh South | Jabera | PATNA KUA | 11 KV SINGPUR DL | Sunwarah | TALAIYA WALA | 25 KVA | 269
14299 | Damoh | Damoh South | Jabera | PATNA KUA | 11 KV SINGPUR DL | Sunwarah | IMLI WALA | 25 KVA | 267
14300 | Damoh | Damoh South | Jabera | PATNA KUA | 11 KV SINGPUR DL | Sunwarah | YADAV MOHALLA WALA | 25 KVA | 263
14301 | Damoh | Damoh South | Jabera | PATNA KUA | 11 KV SINGPUR DL | Sunwarah | JIO TOWER WALA | 25 KVA | 260
14302 | Damoh | Damoh South | Jabera | PATNA KUA | 11 KV SINGPUR DL | Sunwarah | RAKESH CHOURASIYA WALA | 63 KVA | 256
14303 | Damoh | Damoh South | Jabera | PATNA KUA | 11 KV SINGPUR DL | NO VILLAGE FOUND | BASTI WALA | 25 KVA | 254
14304 | Damoh | Damoh South | Jabera | PATNA KUA | 11 KV SINGPUR DL | Sunwarah | BALA SONI WALA | 25 KVA | 250
14305 | Damoh | Damoh South | Jabera | PATNA KUA | 11 KV SINGPUR DL | Sunwarah | TALAIYA WALA | 100 KVA | 248
14306 | Damoh | Damoh South | Jabera | PATNA KUA | 11 KV SINGPUR DL | Sunwarah | YAGH SHALA KE PASS | 25 KVA | 240
14307 | Damoh | Damoh South | Jabera | PATNA KUA | 11 KV SINGPUR DL | Salaiya Badi | PATEL WALA SUNBARAH | 63 KVA | 239
14308 | Damoh | Damoh South | Jabera | PATNA KUA | 11 KV SINGPUR DL | Salaiya Badi | GAHRA NALA WALA | 25 KVA | 237
14309 | Damoh | Damoh South | Jabera | PATNA KUA | 11 KV SINGPUR DL | Baniya | KANCHANPURA WALA | 25 KVA | 199
14310 | Damoh | Damoh South | Jabera | PATNA KUA | 11 KV SINGPUR DL | Baniya | MILAN WALA | 25 KVA | 195
14311 | Damoh | Damoh South | Jabera | PATNA KUA | 11 KV SINGPUR DL | Baniya | BANIYA BASTI WALA | 63 KVA | 189
14312 | Damoh | Damoh South | Jabera | PATNA KUA | 11 KV SINGPUR DL | Amdar | AMDAR BASTI WALA | 100 KVA | 182
14313 | Damoh | Damoh South | Jabera | PATNA KUA | 11 KV SINGPUR DL | Bhajiya | JIO TOWER WALA | 25 KVA | 167
14314 | Damoh | Damoh South | Jabera | PATNA KUA | 11 KV SINGPUR DL | NO VILLAGE FOUND | BASTI WALA | 25 KVA | 162
14315 | Damoh | Damoh South | Jabera | PATNA KUA | 11 KV SINGPUR DL | Bhajiya | KALLU DAI WALA | 63 KVA | 159
14316 | Damoh | Damoh South | Jabera | PATNA KUA | 11 KV SINGPUR DL | Bhajiya | HARIJAN MOHALLA WALA | 25 KVA | 155
14317 | Damoh | Damoh South | Jabera | PATNA KUA | 11 KV SINGPUR DL | Bhajiya | RAJJU WALA | 25 KVA | 153
14318 | Damoh | Damoh South | Jabera | PATNA KUA | 11 KV SINGPUR DL | Bhajiya | BHAJIYA BASTI WALA | 100 KVA | 145
14319 | Damoh | Damoh South | Jabera | PATNA KUA | 11 KV SINGPUR DL | Baniya | KOMAL WALA | 25 KVA | 134
14320 | Damoh | Damoh South | Jabera | PATNA KUA | 11 KV SINGPUR DL | Baniya | BADERA SCHOOL WALA | 25 KVA | 129
14321 | Damoh | Damoh South | Jabera | PATNA KUA | 11 KV SINGPUR DL | Badera | BADERA BASTI WALA | 25 KVA | 126
14322 | Damoh | Damoh South | Jabera | PATNA KUA | 11 KV SINGPUR DL | Surajpura | SURAJPURA BASTI WALA | 100 KVA | 119
14323 | Damoh | Damoh South | Jabera | PATNA KUA | 11 KV SINGPUR DL | Surajpura | SURAJPURA COLONE WALA | 25 KVA | 116
14324 | Damoh | Damoh South | Jabera | PATNA KUA | 11 KV SINGPUR DL | Salaiya Badi | JHARIYA MOHALLA WALA | 100 KVA | 103
14325 | Damoh | Damoh South | Jabera | PATNA KUA | 11 KV SINGPUR DL | Salaiya Badi | SHREE KE GHAR KE PASS | 25 KVA | 91
14326 | Damoh | Damoh South | Jabera | PATNA KUA | 11 KV SINGPUR DL | Salaiya Badi | SALAIYA BASTI WALA | 25 KVA | 88
14327 | Damoh | Damoh South | Jabera | PATNA KUA | 11 KV SINGPUR DL | Salaiya Badi | BASTI WALA II | 100 KVA | 85
14328 | Damoh | Damoh South | Jabera | PATNA KUA | 11 KV SINGPUR DL | NO VILLAGE FOUND | GAON WALA | 25 KVA | 82
14329 | Damoh | Damoh South | Jabera | PATNA KUA | 11 KV SINGPUR DL | Salaiya Badi | BARAM WALA | 25 KVA | 75
14330 | Damoh | Damoh South | Jabera | PATNA KUA | 11 KV SINGPUR DL | Salaiya Badi | SALAIYA COLONE WALA | 25 KVA | 73
14331 | Damoh | Damoh South | Jabera | PATNA KUA | 11 KV SINGPUR DL | Singhpur | BSNL TOWER WALA | 25 KVA | 64
14332 | Damoh | Damoh South | Jabera | PATNA KUA | 11 KV SINGPUR DL | Singhpur | DURGA RAI WALA | 25 KVA | 62
14333 | Damoh | Damoh South | Jabera | PATNA KUA | 11 KV SINGPUR DL | Singhpur | HOLI WALA | 25 KVA | 57
14334 | Damoh | Damoh South | Jabera | PATNA KUA | 11 KV SINGPUR DL | Singhpur | CHOURASIYA MOHALLA WALA | 100 KVA | 56
14335 | Damoh | Damoh South | Jabera | PATNA KUA | 11 KV SINGPUR DL | Singhpur | ABHISEK RAI | 25 KVA | 49
14336 | Damoh | Damoh South | Jabera | PATNA KUA | 11 KV SINGPUR DL | Singhpur | MARGHATA WALA | 100 KVA | 48
14337 | Damoh | Damoh South | Jabera | PATNA KUA | 11 KV SINGPUR DL | Singhpur | JIO TOWER WALA | 25 KVA | 45
14338 | Damoh | Damoh South | Jabera | PATNA KUA | 11 KV SINGPUR DL | Singhpur | RAJU SARPANCH WALA 2 | 25 KVA | 44
14339 | Damoh | Damoh South | Jabera | PATNA KUA | 11 KV SINGPUR DL | Singhpur | SINGPUR BAJAR WALA | 25 KVA | 42
14340 | Damoh | Damoh South | Jabera | PATNA KUA | 11 KV SINGPUR DL | NO VILLAGE FOUND | BASTI WALA | 25 KVA | 41
14341 | Damoh | Damoh South | Jabera | PATNA KUA | 11 KV SINGPUR DL | Singhpur | WATER SUPPLY WALA | 25 KVA | 38
14342 | Damoh | Damoh South | Jabera | PATNA KUA | 11 KV SINGPUR DL | Singhpur | AJUDDDI PATEL WALA | 25 KVA | 33
14343 | Damoh | Damoh South | Jabera | PATNA KUA | 11 KV SINGPUR DL | Singhpur | CHATRAWAS WALA | 63 KVA | 25
14344 | Damoh | Damoh South | Jabera | PATNA KUA | 11 KV SINGPUR DL | Singhpur | HIGH SCHOOL WALA | 25 KVA | 21
14345 | Damoh | Damoh South | Jabera | PATNA KUA | 11 KV SINGPUR DL | Koda Khurd | PATNA KUA S/S WALA | 25 KVA | 3
14346 | Damoh | Damoh South | Jabera | PATNA KUA | 11 KV SINGPUR AG | Salaiya Badi | PANJI PATEL WALA | 25 KVA | 442
14347 | Damoh | Damoh South | Jabera | PATNA KUA | 11 KV SINGPUR AG | Salaiya Badi | RISHI AGRWAL WALA | 25 KVA | 438
14348 | Damoh | Damoh South | Jabera | PATNA KUA | 11 KV SINGPUR AG | Surajpura | GAJRAJ PRADHAN WALA | 25 KVA | 436
14349 | Damoh | Damoh South | Jabera | PATNA KUA | 11 KV SINGPUR AG | Surajpura | UDANA WALA PATEL | 63 KVA | 429
14350 | Damoh | Damoh South | Jabera | PATNA KUA | 11 KV SINGPUR AG | Badera | SARDAR WALA | 25 KVA | 418
14351 | Damoh | Damoh South | Jabera | PATNA KUA | 11 KV SINGPUR AG | Sagodi Khurd | RAMESH VARMAN WALA | 25 KVA | 400
14352 | Damoh | Damoh South | Jabera | PATNA KUA | 11 KV SINGPUR AG | Salaiya Badi | MADHAN AGRWAL WALA | 25 KVA | 394
14353 | Damoh | Damoh South | Jabera | PATNA KUA | 11 KV SINGPUR AG | Singhpur | SURESH RAJAK WALA | 63 KVA | 380
14354 | Damoh | Damoh South | Jabera | PATNA KUA | 11 KV SINGPUR AG | Singhpur | CHANDRBHAN SAHU WALA | 25 KVA | 372
14355 | Damoh | Damoh South | Jabera | PATNA KUA | 11 KV SINGPUR AG | Singhpur | ABHISHEK RAI WALA | 25 KVA | 365
14356 | Damoh | Damoh South | Jabera | PATNA KUA | 11 KV SINGPUR AG | Singhpur | VIRENDRA THAKUR WALA | 63 KVA | 361
14357 | Damoh | Damoh South | Jabera | PATNA KUA | 11 KV SINGPUR AG | Singhpur | GULAM CHAKRAWARTI WALA | 25 KVA | 354
14358 | Damoh | Damoh South | Jabera | PATNA KUA | 11 KV SINGPUR AG | Singhpur | VISNU CHOURASIYA WALA | 63 KVA | 349
14359 | Damoh | Damoh South | Jabera | PATNA KUA | 11 KV SINGPUR AG | Singhpur | GHANSYAM DHANGAR WALA | 25 KVA | 345
14360 | Damoh | Damoh South | Jabera | PATNA KUA | 11 KV SINGPUR AG | Singhpur | LALLU CHOURASIYA WALA | 25 KVA | 338
14361 | Damoh | Damoh South | Jabera | PATNA KUA | 11 KV SINGPUR AG | Singhpur | NITTU CHOURASIYA | 25 KVA | 335
14362 | Damoh | Damoh South | Jabera | PATNA KUA | 11 KV SINGPUR AG | Singhpur | MAHENDRA CHOURASIYA WALA | 25 KVA | 327
14363 | Damoh | Damoh South | Jabera | PATNA KUA | 11 KV SINGPUR AG | Singhpur | REEVAN WALA | 63 KVA | 323
14364 | Damoh | Damoh South | Jabera | PATNA KUA | 11 KV SINGPUR AG | Singhpur | RADHE PATEL WALA | 25 KVA | 320
14365 | Damoh | Damoh South | Jabera | PATNA KUA | 11 KV SINGPUR AG | Singhpur | VEERU RAI WALA | 25 KVA | 284
14366 | Damoh | Damoh South | Jabera | PATNA KUA | 11 KV SINGPUR AG | Singhpur | DASSU CHAKRWARTI WALA | 25 KVA | 282
14367 | Damoh | Damoh South | Jabera | PATNA KUA | 11 KV SINGPUR AG | Singhpur | DASRATH CHAKRAVARTI | 25 KVA | 275
14368 | Damoh | Damoh South | Jabera | PATNA KUA | 11 KV SINGPUR AG | Salaiya Badi | GAHRA WALA | 25 KVA | 444
14369 | Damoh | Damoh South | Jabera | PATNA KUA | 11 KV SINGPUR AG | Surajpura | RAJU THAKUR WALA | 100 KVA | 450
14370 | Damoh | Damoh South | Jabera | PATNA KUA | 11 KV SINGPUR AG | Surajpura | SELAT WALA | 25 KVA | 454
14371 | Damoh | Damoh South | Jabera | PATNA KUA | 11 KV SINGPUR AG | Bhajiya | MEHARWAN WALA | 25 KVA | 457
14372 | Damoh | Damoh South | Jabera | PATNA KUA | 11 KV SINGPUR AG | Surajpura | RAJU THAKU WALA 2 NO | 25 KVA | 460
14373 | Damoh | Damoh South | Jabera | PATNA KUA | 11 KV SINGPUR AG | Surajpura | UMRAO WALA | 25 KVA | 462
14374 | Damoh | Damoh South | Jabera | PATNA KUA | 11 KV SINGPUR AG | Bhajiya | BHUPAT MEHARWAN WALA | 25 KVA | 477
14375 | Damoh | Damoh South | Jabera | PATNA KUA | 11 KV SINGPUR AG | Bhajiya | CHANDAN SARPANCH WALA | 25 KVA | 483
14376 | Damoh | Damoh South | Jabera | PATNA KUA | 11 KV SINGPUR AG | Singhpur | NARAYAN SARPACH WALA | 25 KVA | 491
14377 | Damoh | Damoh South | Jabera | PATNA KUA | 11 KV SINGPUR AG | Baniya | JEERA BAI WALA | 25 KVA | 494
14378 | Damoh | Damoh South | Jabera | PATNA KUA | 11 KV SINGPUR AG | Baniya | GHANSYAM WALA | 25 KVA | 495
14379 | Damoh | Damoh South | Jabera | PATNA KUA | 11 KV SINGPUR AG | Bhajiya | MALTHU WALA | 25 KVA | 499
14380 | Damoh | Damoh South | Jabera | PATNA KUA | 11 KV SINGPUR AG | Bhajiya | RAM LAL WLA | 25 KVA | 502
14381 | Damoh | Damoh South | Jabera | PATNA KUA | 11 KV SINGPUR AG | Bhajiya | BHAJAN WALA | 25 KVA | 505
14382 | Damoh | Damoh South | Jabera | PATNA KUA | 11 KV SINGPUR AG | Baniya | RAJARAM WALA | 25 KVA | 508
14383 | Damoh | Damoh South | Jabera | PATNA KUA | 11 KV SINGPUR AG | Bhajiya | BHURA YADAV WALA | 25 KVA | 514
14384 | Damoh | Damoh South | Jabera | SINGRAMPUR | 11 KV KONDAKALA DL | Koda Kalan | ROSHAN SAHU KE GHAR KE PASS WALA | 25 KVA | 259
14385 | Damoh | Damoh South | Jabera | SINGRAMPUR | 11 KV KONDAKALA DL | Koda Kalan | SCHOOL KE PASS WALA | 25 KVA | 251
14386 | Damoh | Damoh South | Jabera | SINGRAMPUR | 11 KV KONDAKALA DL | Koda Kalan | HOSPITAL SHOUBHGAYA WALA | 25 KVA | 231
14387 | Damoh | Damoh South | Jabera | SINGRAMPUR | 11 KV KONDAKALA DL | Koda Kalan | KONDA KALA BASTI WALA | 100 KVA | 221
14388 | Damoh | Damoh South | Jabera | SINGRAMPUR | 11 KV KONDAKALA DL | Singrampur | JIO WALA | 25 KVA | 216
14389 | Damoh | Damoh South | Jabera | SINGRAMPUR | 11 KV KONDAKALA DL | Kanjai Mangarh | GAJAR WALA | 25 KVA | 214
14390 | Damoh | Damoh South | Jabera | SINGRAMPUR | 11 KV KONDAKALA DL | Koda Kalan | W.W. WALA | 25 KVA | 210
14391 | Damoh | Damoh South | Jabera | SINGRAMPUR | 11 KV KONDAKALA DL | Koda Kalan | KONDA COLONE SHOUBHAGYA WALA | 25 KVA | 207
14392 | Damoh | Damoh South | Jabera | SINGRAMPUR | 11 KV KONDAKALA DL | Koda Kalan | KONDA KALA BASTI WALA | 25 KVA | 200
14393 | Damoh | Damoh South | Jabera | SINGRAMPUR | 11 KV KONDAKALA DL | Koda Kalan | JIO TOWER WALA | 25 KVA | 188
14394 | Damoh | Damoh South | Jabera | SINGRAMPUR | 11 KV KONDAKALA DL | Harduwa Singorgarh | RAJU MISSIN WALA | 25 KVA | 178
14395 | Damoh | Damoh South | Jabera | SINGRAMPUR | 11 KV KONDAKALA DL | NO VILLAGE FOUND | GAON WALA | 25 KVA | 176
14396 | Damoh | Damoh South | Jabera | SINGRAMPUR | 11 KV KONDAKALA DL | Koda Kalan | RAJU MISSION WALA | 25 KVA | 171
14397 | Damoh | Damoh South | Jabera | SINGRAMPUR | 11 KV KONDAKALA DL | Gorkha | GORKHA WALA | 25 KVA | 165
14398 | Damoh | Damoh South | Jabera | SINGRAMPUR | 11 KV KONDAKALA DL | Koda Kalan | HOSPITAL WALA | 25 KVA | 154
14399 | Damoh | Damoh South | Jabera | SINGRAMPUR | 11 KV KONDAKALA DL | NO VILLAGE FOUND | GAON WALA | 25 KVA | 151
14400 | Damoh | Damoh South | Jabera | SINGRAMPUR | 11 KV KONDAKALA DL | NO VILLAGE FOUND | GAON WALA | 25 KVA | 147
14401 | Damoh | Damoh South | Jabera | SINGRAMPUR | 11 KV KONDAKALA DL | NO VILLAGE FOUND | GAON WALA | 25 KVA | 143
14402 | Damoh | Damoh South | Jabera | SINGRAMPUR | 11 KV KONDAKALA DL | NO VILLAGE FOUND | GAON WALA | 25 KVA | 140
14403 | Damoh | Damoh South | Jabera | SINGRAMPUR | 11 KV KONDAKALA DL | Harduwa Singorgarh | BASTI WALA HARDUA | 100 KVA | 133
14404 | Damoh | Damoh South | Jabera | SINGRAMPUR | 11 KV KONDAKALA DL | NO VILLAGE FOUND | GAON WALA | 25 KVA | 132
14405 | Damoh | Damoh South | Jabera | SINGRAMPUR | 11 KV KONDAKALA DL | Pipariya | RAJU MISSION WALA | 63 KVA | 93
14406 | Damoh | Damoh South | Jabera | SINGRAMPUR | 11 KV KONDAKALA DL | Singrampur | SHOUBHAGYA WALA KAKRAH COLONE WALA | 25 KVA | 82
14407 | Damoh | Damoh South | Jabera | SINGRAMPUR | 11 KV KONDAKALA DL | Singrampur | KAKRAHA COLONE WALA | 25 KVA | 74
14408 | Damoh | Damoh South | Jabera | SINGRAMPUR | 11 KV KONDAKALA DL | Pipariya | PIPARIYA BASTI WALA | 63 KVA | 58
14409 | Damoh | Damoh South | Jabera | SINGRAMPUR | 11 KV KONDAKALA DL | Singrampur | SINGRAMPUR S/S WALA | 25 KVA | 2
14410 | Damoh | Damoh South | Jabera | SINGRAMPUR | 11 KV KONDAKALA DL | Koda Khurd | KONDA KHURD BASTI WALA | 25 KVA | 281
14411 | Damoh | Damoh South | Jabera | SINGRAMPUR | 11 KV KONDAKALA DL | Kanjai Mangarh | BASTI WALA | 25 KVA | 286
14412 | Damoh | Damoh South | Jabera | SINGRAMPUR | 11 KV KONDAKALA DL | Kanjai Mangarh | RAJU MISSION WALA | 25 KVA | 288
14413 | Damoh | Damoh South | Jabera | SINGRAMPUR | 11 KV SINGRAMPUR DL | Kusmi Mangarh | W.W WALA | 63 KVA | 2323
14414 | Damoh | Damoh South | Jabera | SINGRAMPUR | 11 KV SINGRAMPUR DL | Kariya Kheda | KATAV WALA | 25 KVA | 2322
14415 | Damoh | Damoh South | Jabera | SINGRAMPUR | 11 KV SINGRAMPUR DL | Kariya Kheda | SINGPUR TIGDDA WALA | 200 KVA | 2306
14416 | Damoh | Damoh South | Jabera | SINGRAMPUR | 11 KV SINGRAMPUR DL | Kusmi Mangarh | RELAINCE WALA | 25 KVA | 2298
14417 | Damoh | Damoh South | Jabera | SINGRAMPUR | 11 KV SINGRAMPUR DL | Kusmi Mangarh | KUSMI NARSERI WALA | 25 KVA | 2297
14418 | Damoh | Damoh South | Jabera | SINGRAMPUR | 11 KV SINGRAMPUR DL | Kariya Kheda | JHIRIYA MOHALLA | 25 KVA | 2296
14419 | Damoh | Damoh South | Jabera | SINGRAMPUR | 11 KV SINGRAMPUR DL | Kariya Kheda | KARIYA KHEDA BASTI WALA | 63 KVA | 2293
14420 | Damoh | Damoh South | Jabera | SINGRAMPUR | 11 KV SINGRAMPUR DL | Lamtara | THAKUR MOHALL F.S. WALA | 25 KVA | 2290
14421 | Damoh | Damoh South | Jabera | SINGRAMPUR | 11 KV SINGRAMPUR DL | Hardua Memar | RAJU MISSION WALA | 25 KVA | 2286
14422 | Damoh | Damoh South | Jabera | SINGRAMPUR | 11 KV SINGRAMPUR DL | Hardua Memar | F.S WALA HARDUA MEMAR | 25 KVA | 2282
14423 | Damoh | Damoh South | Jabera | SINGRAMPUR | 11 KV SINGRAMPUR DL | Kusmi Mangarh | THAKUR MOHALLA WALA | 63 KVA | 2272
14424 | Damoh | Damoh South | Jabera | SINGRAMPUR | 11 KV SINGRAMPUR DL | Kusmi Mangarh | CHUDHARI MOHALLA WALA KUSMI | 25 KVA | 2264
14425 | Damoh | Damoh South | Jabera | SINGRAMPUR | 11 KV SINGRAMPUR DL | Lamtara | RAJU MISSION WALA | 25 KVA | 2249
14426 | Damoh | Damoh South | Jabera | SINGRAMPUR | 11 KV SINGRAMPUR DL | Lamtara | LAMTARA BASTI | 100 KVA | 2244
14427 | Damoh | Damoh South | Jabera | SINGRAMPUR | 11 KV SINGRAMPUR DL | Budhagubra | LAXMI DHANGAR WALA | 25 KVA | 2218
14428 | Damoh | Damoh South | Jabera | SINGRAMPUR | 11 KV SINGRAMPUR DL | Budhagubra | BHAGWANDAS YADAV WALA | 25 KVA | 2217
14429 | Damoh | Damoh South | Jabera | SINGRAMPUR | 11 KV SINGRAMPUR DL | Budhagubra | BHADERI ROAD WALA | 25 KVA | 2203
14430 | Damoh | Damoh South | Jabera | SINGRAMPUR | 11 KV SINGRAMPUR DL | NO VILLAGE FOUND | BASTI WALA | 25 KVA | 2199
14431 | Damoh | Damoh South | Jabera | SINGRAMPUR | 11 KV SINGRAMPUR DL | Budhagubra | GUBRA BASTI WALA | 100 KVA | 2196
14432 | Damoh | Damoh South | Jabera | SINGRAMPUR | 11 KV SINGRAMPUR DL | Budhagubra | F.S. WALA GUBRA KALA | 25 KVA | 2190
14433 | Damoh | Damoh South | Jabera | SINGRAMPUR | 11 KV SINGRAMPUR DL | NO VILLAGE FOUND | GAON WALA | 25 KVA | 2184
14434 | Damoh | Damoh South | Jabera | SINGRAMPUR | 11 KV SINGRAMPUR DL | Gubra Kalan | HAJARA WALA | 100 KVA | 2183
14435 | Damoh | Damoh South | Jabera | SINGRAMPUR | 11 KV SINGRAMPUR DL | Lamtara | LAMTRA SHOUBHAGYA WALA | 25 KVA | 2165
14436 | Damoh | Damoh South | Jabera | SINGRAMPUR | 11 KV SINGRAMPUR DL | Gubra Kalan | MIDWE TRETE WALA | 25 KVA | 2151
14437 | Damoh | Damoh South | Jabera | SINGRAMPUR | 11 KV SINGRAMPUR DL | NO VILLAGE FOUND | GAON WALA | 25 KVA | 2141
14438 | Damoh | Damoh South | Jabera | SINGRAMPUR | 11 KV SINGRAMPUR DL | NO VILLAGE FOUND | GAON WALA | 25 KVA | 2138
14439 | Damoh | Damoh South | Jabera | SINGRAMPUR | 11 KV SINGRAMPUR DL | NO VILLAGE FOUND | GAON WALA | 25 KVA | 2134
14440 | Damoh | Damoh South | Jabera | SINGRAMPUR | 11 KV SINGRAMPUR DL | Singrampur | TAGRA MOHALLA WALA | 63 KVA | 2131
14441 | Damoh | Damoh South | Jabera | SINGRAMPUR | 11 KV SINGRAMPUR DL | Singrampur | AIRTEL ECXHENCE WALA | 63 KVA | 2125
14442 | Damoh | Damoh South | Jabera | SINGRAMPUR | 11 KV SINGRAMPUR DL | Singrampur | SINGRAMPUR BASTI WALA | 200 KVA | 2124
14443 | Damoh | Damoh South | Jabera | SINGRAMPUR | 11 KV SINGRAMPUR DL | Singrampur | AIRTEL WALA | 25 KVA | 2115
14444 | Damoh | Damoh South | Jabera | SINGRAMPUR | 11 KV SINGRAMPUR DL | Singrampur | RELAINCE WALA | 25 KVA | 2111
14445 | Damoh | Damoh South | Jabera | SINGRAMPUR | 11 KV SINGRAMPUR DL | Singrampur | BAIREYAR WALA | 200 KVA | 2110
14446 | Damoh | Damoh South | Jabera | SINGRAMPUR | 11 KV SINGRAMPUR DL | Singrampur | SHOUBHAGYA WALA SCHOOL KE PASS | 25 KVA | 2098
14447 | Damoh | Damoh South | Jabera | SINGRAMPUR | 11 KV SINGRAMPUR DL | NO VILLAGE FOUND | GAON WALA | 63 KVA | 2097
14448 | Damoh | Damoh South | Jabera | SINGRAMPUR | 11 KV SINGRAMPUR DL | Singrampur | RANI DURGAVATI WALA | 63 KVA | 2096
14449 | Damoh | Damoh South | Jabera | SINGRAMPUR | 11 KV SINGRAMPUR DL | Kusmi Mangarh | SURKANT TIWARI WALA | 25 KVA | 2360
14450 | Damoh | Damoh South | Jabera | SINGRAMPUR | 11 KV SINGRAMPUR DL | Kusmi Mangarh | PAPPU MAHRAJ WALA | 25 KVA | 2362
14451 | Damoh | Damoh South | Jabera | SINGRAMPUR | 11 KV SINGRAMPUR DL | Ghana Maili | GHANA BASTI WALA | 63 KVA | 2364
14452 | Damoh | Damoh South | Jabera | SINGRAMPUR | 11 KV SINGRAMPUR DL | Bhaderi | RADHE SINGH WALA | 25 KVA | 2370
14453 | Damoh | Damoh South | Jabera | SINGRAMPUR | 11 KV SINGRAMPUR DL | Bhaderi | F.S BHADERI WALA | 25 KVA | 2379
14454 | Damoh | Damoh South | Jabera | SINGRAMPUR | 11 KV SINGRAMPUR DL | Bhaderi | PRASHANT CHOURASIYA WALA | 25 KVA | 2380
14455 | Damoh | Damoh South | Jabera | SINGRAMPUR | 11 KV SINGRAMPUR DL | Bhaderi | PURAN WALA | 25 KVA | 2384
14456 | Damoh | Damoh South | Jabera | SINGRAMPUR | 11 KV SINGRAMPUR - KONDAKALA AG | Ram Salaiya | NARENDRA WALA | 25 KVA | 2741
14457 | Damoh | Damoh South | Jabera | SINGRAMPUR | 11 KV SINGRAMPUR - KONDAKALA AG | Ram Salaiya | VISHAL SINGH WALA | 25 KVA | 2737
14458 | Damoh | Damoh South | Jabera | SINGRAMPUR | 11 KV SINGRAMPUR - KONDAKALA AG | Ram Salaiya | MAKKAD WALA | 25 KVA | 2733
14459 | Damoh | Damoh South | Jabera | SINGRAMPUR | 11 KV SINGRAMPUR - KONDAKALA AG | Ram Salaiya | BHOPAT WALA RAMSALAIYA | 25 KVA | 2731
14460 | Damoh | Damoh South | Jabera | SINGRAMPUR | 11 KV SINGRAMPUR - KONDAKALA AG | Ram Salaiya | MOHAN SINGH WALA RAM SALAIYA | 25 KVA | 2729
14461 | Damoh | Damoh South | Jabera | SINGRAMPUR | 11 KV SINGRAMPUR - KONDAKALA AG | Ram Salaiya | BHAISAHAB PATEL WALA | 63 KVA | 2727
14462 | Damoh | Damoh South | Jabera | SINGRAMPUR | 11 KV SINGRAMPUR - KONDAKALA AG | Ram Salaiya | RAM SALAIYA HAR WALA | 25 KVA | 2723
14463 | Damoh | Damoh South | Jabera | SINGRAMPUR | 11 KV SINGRAMPUR - KONDAKALA AG | Ram Salaiya | BHAI SAHAB PATEL WALA II | 25 KVA | 2721
14464 | Damoh | Damoh South | Jabera | SINGRAMPUR | 11 KV SINGRAMPUR - KONDAKALA AG | Ram Salaiya | BHAI SAHAB PATEL WALA | 25 KVA | 2719
14465 | Damoh | Damoh South | Jabera | SINGRAMPUR | 11 KV SINGRAMPUR - KONDAKALA AG | Sahsana | SAHASNA HAR WALA | 25 KVA | 2717
14466 | Damoh | Damoh South | Jabera | SINGRAMPUR | 11 KV SINGRAMPUR - KONDAKALA AG | Sahsana | HAKAM SINGH WALA | 25 KVA | 2713
14467 | Damoh | Damoh South | Jabera | SINGRAMPUR | 11 KV SINGRAMPUR - KONDAKALA AG | Pipariya | KRISHAN CHANDRA WALA | 25 KVA | 2711
14468 | Damoh | Damoh South | Jabera | SINGRAMPUR | 11 KV SINGRAMPUR - KONDAKALA AG | Sahsana | HAJARI RAI WALA | 25 KVA | 2706
14469 | Damoh | Damoh South | Jabera | SINGRAMPUR | 11 KV SINGRAMPUR - KONDAKALA AG | Koda Kalan | LELADHAR GOUND WALA | 25 KVA | 2697
14470 | Damoh | Damoh South | Jabera | SINGRAMPUR | 11 KV SINGRAMPUR - KONDAKALA AG | Koda Kalan | SASHIKANT SAHU WALA | 25 KVA | 2695
14471 | Damoh | Damoh South | Jabera | SINGRAMPUR | 11 KV SINGRAMPUR - KONDAKALA AG | Harduwa Singorgarh | ROSHAN SAHU WALA | 25 KVA | 2692
14472 | Damoh | Damoh South | Jabera | SINGRAMPUR | 11 KV SINGRAMPUR - KONDAKALA AG | Sahsana | RADHE PATEL WALA | 25 KVA | 2682
14473 | Damoh | Damoh South | Jabera | SINGRAMPUR | 11 KV SINGRAMPUR - KONDAKALA AG | Pipariya | MUKESH PATEL WALA | 25 KVA | 2680
14474 | Damoh | Damoh South | Jabera | SINGRAMPUR | 11 KV SINGRAMPUR - KONDAKALA AG | Pipariya | BALLU PATEL WALA | 25 KVA | 2674
14475 | Damoh | Damoh South | Jabera | SINGRAMPUR | 11 KV SINGRAMPUR - KONDAKALA AG | Pipariya | RAM PRAKASH PATEL WALA | 25 KVA | 2671
14476 | Damoh | Damoh South | Jabera | SINGRAMPUR | 11 KV SINGRAMPUR - KONDAKALA AG | Bhaderi | POORAN SINGH WALA | 25 KVA | 2665
14477 | Damoh | Damoh South | Jabera | SINGRAMPUR | 11 KV SINGRAMPUR - KONDAKALA AG | Bhaderi | PRASANT CHOURASIYA WALA | 25 KVA | 2662
14478 | Damoh | Damoh South | Jabera | SINGRAMPUR | 11 KV SINGRAMPUR - KONDAKALA AG | Sahsana | VIRENDRA PATEL WALA | 25 KVA | 2660
14479 | Damoh | Damoh South | Jabera | SINGRAMPUR | 11 KV SINGRAMPUR - KONDAKALA AG | Budhagubra | BABU SINGH WALA | 25 KVA | 2659
14480 | Damoh | Damoh South | Jabera | SINGRAMPUR | 11 KV SINGRAMPUR - KONDAKALA AG | Budhagubra | JAHAR SINGH WALA | 25 KVA | 2652
14481 | Damoh | Damoh South | Jabera | SINGRAMPUR | 11 KV SINGRAMPUR - KONDAKALA AG | Gubra Kalan | SURYAKANT TIWARI | 25 KVA | 2633
14482 | Damoh | Damoh South | Jabera | SINGRAMPUR | 11 KV SINGRAMPUR - KONDAKALA AG | Ghana Mangarh | GHANA HAR WALA | 63 KVA | 2621
14483 | Damoh | Damoh South | Jabera | SINGRAMPUR | 11 KV SINGRAMPUR - KONDAKALA AG | Kusmi Mangarh | RAMESHWER WALA | 25 KVA | 2616
14484 | Damoh | Damoh South | Jabera | SINGRAMPUR | 11 KV SINGRAMPUR - KONDAKALA AG | Ghana Mangarh | RAJA BHAIYA WALA | 25 KVA | 2614
14485 | Damoh | Damoh South | Jabera | SINGRAMPUR | 11 KV SINGRAMPUR - KONDAKALA AG | Kusmi Mangarh | PAPPU MAHRAJ WALA | 63 KVA | 2611
14486 | Damoh | Damoh South | Jabera | SINGRAMPUR | 11 KV SINGRAMPUR - KONDAKALA AG | Pipariya | PIPARIYA HAR WALA | 63 KVA | 2609
14487 | Damoh | Damoh South | Jabera | SINGRAMPUR | 11 KV SINGRAMPUR - KONDAKALA AG | Pipariya | UDAY PATEL WALA | 25 KVA | 2605
14488 | Damoh | Damoh South | Jabera | SINGRAMPUR | 11 KV SINGRAMPUR - KONDAKALA AG | Pipariya | BRAMANAND PATEL WALA | 25 KVA | 2603
14489 | Damoh | Damoh South | Jabera | SINGRAMPUR | 11 KV SINGRAMPUR - KONDAKALA AG | Pipariya | PIPARIYA HAR | 63 KVA | 2598
14490 | Damoh | Damoh South | Jabera | SINGRAMPUR | 11 KV SINGRAMPUR - KONDAKALA AG | Pipariya | ONKAR PATEL WALA | 25 KVA | 2593
14491 | Damoh | Damoh South | Jabera | SINGRAMPUR | 11 KV SINGRAMPUR - KONDAKALA AG | Dhaneta | MAHMOD KHAN WALA | 25 KVA | 2576
14492 | Damoh | Damoh South | Jabera | SINGRAMPUR | 11 KV SINGRAMPUR - KONDAKALA AG | Dhaneta | POORAN PATEL WALA | 25 KVA | 2575
14493 | Damoh | Damoh South | Jabera | SINGRAMPUR | 11 KV SINGRAMPUR - KONDAKALA AG | Sahsana | RAMDAYAL WALA | 25 KVA | 2573
14494 | Damoh | Damoh South | Jabera | SINGRAMPUR | 11 KV SINGRAMPUR - KONDAKALA AG | Sahsana | RAMJI RAI WALA | 25 KVA | 2572
14495 | Damoh | Damoh South | Jabera | SINGRAMPUR | 11 KV SINGRAMPUR - KONDAKALA AG | Sahsana | DURGA PATEL WALA | 25 KVA | 2569
14496 | Damoh | Damoh South | Jabera | SINGRAMPUR | 11 KV SINGRAMPUR - KONDAKALA AG | NO VILLAGE FOUND | HAR WALA | 25 KVA | 2568
14497 | Damoh | Damoh South | Jabera | SINGRAMPUR | 11 KV SINGRAMPUR - KONDAKALA AG | Sahsana | GUDDU RAI WALA | 25 KVA | 2566
14498 | Damoh | Damoh South | Jabera | SINGRAMPUR | 11 KV SINGRAMPUR - KONDAKALA AG | Singrampur | MILAN YADAV WALA | 25 KVA | 2564
14499 | Damoh | Damoh South | Jabera | SINGRAMPUR | 11 KV SINGRAMPUR - KONDAKALA AG | Sahsana | SAHASNA HAR WALA | 25 KVA | 2549
14500 | Damoh | Damoh South | Jabera | SINGRAMPUR | 11 KV SINGRAMPUR - KONDAKALA AG | Singrampur | CHAIKOUDI WALA | 25 KVA | 2541
14501 | Damoh | Damoh South | Jabera | SINGRAMPUR | 11 KV SINGRAMPUR - KONDAKALA AG | Kariya Kheda | KARIYA KHEDA HAR WALA | 63 KVA | 2525
14502 | Damoh | Damoh South | Jabera | SINGRAMPUR | 11 KV SINGRAMPUR - KONDAKALA AG | Hardua Memar | HARDUA MEMAR HAR | 25 KVA | 2522
14503 | Damoh | Damoh South | Jabera | SINGRAMPUR | 11 KV SINGRAMPUR - KONDAKALA AG | Dhaneta | BARELA WALA PATEL DHANETA HAR | 25 KVA | 2521
14504 | Damoh | Damoh South | Jabera | SINGRAMPUR | 11 KV SINGRAMPUR - KONDAKALA AG | Kusmi Mangarh | OM PRAKASH WALA | 25 KVA | 2495
14505 | Damoh | Damoh South | Jabera | SINGRAMPUR | 11 KV SINGRAMPUR - KONDAKALA AG | NO VILLAGE FOUND | DTR NOT TAGGED | 25 KVA | 2494
14506 | Damoh | Damoh South | Jabera | SINGRAMPUR | 11 KV SINGRAMPUR - KONDAKALA AG | Budhagubra | CHHANNU RAJAK WALA | 25 KVA | 2490
14507 | Damoh | Damoh South | Jabera | SINGRAMPUR | 11 KV SINGRAMPUR - KONDAKALA AG | Budhagubra | ANWAR KHAN WALA | 25 KVA | 2484
14508 | Damoh | Damoh South | Jabera | SINGRAMPUR | 11 KV SINGRAMPUR - KONDAKALA AG | Budhagubra | LAXMI RAJAK WALA | 25 KVA | 2483
14509 | Damoh | Damoh South | Jabera | SINGRAMPUR | 11 KV SINGRAMPUR - KONDAKALA AG | Budhagubra | HAKIM WALA GUBRA KALA | 25 KVA | 2481
14510 | Damoh | Damoh South | Jabera | SINGRAMPUR | 11 KV SINGRAMPUR - KONDAKALA AG | Ram Salaiya | KAPIL RAJPOOT WALA | 25 KVA | 2480
14511 | Damoh | Damoh South | Jabera | SINGRAMPUR | 11 KV SINGRAMPUR - KONDAKALA AG | Kusmi Mangarh | RAFIK KHAN WALA | 25 KVA | 2478
14512 | Damoh | Damoh South | Jabera | SINGRAMPUR | 11 KV SINGRAMPUR - KONDAKALA AG | Hardua Memar | HARDUA MEMAR HAR WALA | 63 KVA | 2476
14513 | Damoh | Damoh South | Jabera | SINGRAMPUR | 11 KV SINGRAMPUR - KONDAKALA AG | NO VILLAGE FOUND | DTR NOT TAGGED | 25 KVA | 2475
14514 | Damoh | Damoh South | Jabera | SINGRAMPUR | 11 KV SINGRAMPUR - KONDAKALA AG | Dhaneta | PANCHU MAHRA WALA | 25 KVA | 2455
14515 | Damoh | Damoh South | Jabera | SINGRAMPUR | 11 KV SINGRAMPUR - KONDAKALA AG | Singrampur | THAKUR WALA GUBRA KALA HAR | 25 KVA | 2446
14516 | Damoh | Damoh South | Jabera | SINGRAMPUR | 11 KV SINGRAMPUR - KONDAKALA AG | Singrampur | NINDI LAL WALA | 25 KVA | 2443
14517 | Damoh | Damoh South | Jabera | SINGRAMPUR | 11 KV SINGRAMPUR - KONDAKALA AG | Gubra Kalan | PATHANI MOHALLA WALA | 25 KVA | 2441
14518 | Damoh | Damoh South | Jabera | SINGRAMPUR | 11 KV SINGRAMPUR - KONDAKALA AG | Pipariya | DOULAT PATEL WALA | 25 KVA | 2595
14519 | Damoh | Damoh South | Jabera | SINGRAMPUR | 11 KV SINGRAMPUR - KONDAKALA AG | Dhaneta | AANAD JAIN WALA | 25 KVA | 2432
14520 | Damoh | Damoh South | Jabera | SINGRAMPUR | 11 KV SINGRAMPUR - KONDAKALA AG | Singrampur | DHANETA GOPICHANDRA RAWAT WALA | 25 KVA | 2430
14521 | Damoh | Damoh South | Jabera | SINGRAMPUR | 11 KV SINGRAMPUR - KONDAKALA AG | NO VILLAGE FOUND | HAR WALA | 25 KVA | 2428
14522 | Damoh | Damoh South | Jabera | SINGRAMPUR | 11 KV SINGRAMPUR - KONDAKALA AG | Singrampur | FALKO NALA WALA | 63 KVA | 2426
14523 | Damoh | Damoh South | Jabera | SINGRAMPUR | 11 KV SINGRAMPUR - KONDAKALA AG | Singrampur | VIRENDRA MAHRAJ WALA | 25 KVA | 2423
14524 | Damoh | Damoh South | Jabera | SINGRAMPUR | 11 KV SINGRAMPUR - KONDAKALA AG | NO VILLAGE FOUND | DTR NOT TAGGED | 25 KVA | 2420
14525 | Damoh | Damoh South | Jabera | SINGRAMPUR | 11 KV SINGRAMPUR - KONDAKALA AG | Singrampur | FALKO WALA | 25 KVA | 2412
14526 | Damoh | Damoh South | Jabera | SINGRAMPUR | 11 KV SINGRAMPUR - KONDAKALA AG | Ram Salaiya | RAMSALAIYA HAR WALA | 63 KVA | 2746
14527 | Damoh | Damoh South | Jabera | SINGRAMPUR | 11 KV SINGRAMPUR - KONDAKALA AG | Koda Kalan | BHARAT CHOUDARI WALA | 25 KVA | 2749
14528 | Damoh | Damoh South | Jabera | SINGRAMPUR | 11 KV SINGRAMPUR - KONDAKALA AG | Koda Kalan | KRIPAL WALA | 25 KVA | 2752
14529 | Damoh | Damoh South | Jabera | SINGRAMPUR | 11 KV SINGRAMPUR - KONDAKALA AG | Koda Kalan | KODI LALA WALA | 25 KVA | 2755
14530 | Damoh | Damoh South | Jabera | SINGRAMPUR | 11 KV SINGRAMPUR - KONDAKALA AG | Koda Kalan | PREM SINGH WALA | 25 KVA | 2762
14531 | Damoh | Damoh South | Jabera | SINGRAMPUR | 11 KV SINGRAMPUR - KONDAKALA AG | Koda Kalan | SAKRAHA WALA | 25 KVA | 2763
14532 | Damoh | Damoh South | Jabera | SINGRAMPUR | 11 KV SINGRAMPUR - KONDAKALA AG | Koda Kalan | MALGUJAR WALA | 25 KVA | 2767
14533 | Damoh | Damoh South | Jabera | SINGRAMPUR | 11 KV SINGRAMPUR - KONDAKALA AG | Koda Kalan | MALGUJAR WALA II | 25 KVA | 2774
14534 | Damoh | Damoh South | Jabera | SINGRAMPUR | 11 KV SINGRAMPUR - KONDAKALA AG | NO VILLAGE FOUND | HAR WALA | 25 KVA | 2776
14535 | Damoh | Damoh South | Jabera | SINGRAMPUR | 11 KV SINGRAMPUR - KONDAKALA AG | Koda Kalan | MALGUJAR WALA | 63 KVA | 2777
14536 | Damoh | Damoh South | Jabera | SINGRAMPUR | 11 KV SINGRAMPUR - KONDAKALA AG | Pipariya | MALGUJAR WALA IV | 63 KVA | 2779
14537 | Damoh | Damoh South | Jabera | SINGRAMPUR | 11 KV SINGRAMPUR - KONDAKALA AG | Pipariya | MAL GUJAR WALA V | 25 KVA | 2782
14538 | Damoh | Damoh South | Jabera | SINGRAMPUR | 11 KV SINGRAMPUR - KONDAKALA AG | Koda Kalan | DWARKA SINGH WALA | 25 KVA | 2786
14539 | Damoh | Damoh South | Jabera | SINGRAMPUR | 11 KV SINGRAMPUR - KONDAKALA AG | Pipariya | MILAN SINGH WALA | 25 KVA | 2787
14540 | Damoh | Damoh South | Jabera | SINGRAMPUR | 11 KV SINGRAMPUR - KONDAKALA AG | Koda Khurd | RAJKUMAR DHANGAR WALA | 25 KVA | 2788
14541 | Damoh | Damoh South | Jabera | SINGRAMPUR | 11 KV SINGRAMPUR - KONDAKALA AG | Koda Kalan | BADI BANDIYA WALA | 63 KVA | 2790
14542 | Damoh | Damoh South | Jabera | SINGRAMPUR | 11 KV SINGRAMPUR - KONDAKALA AG | Koda Khurd | HEMRAJ SAHU WALA | 63 KVA | 2792
14543 | Damoh | Damoh South | Jabera | SINGRAMPUR | 11 KV SINGRAMPUR - KONDAKALA AG | Koda Kalan | SANKAR SAHU WALA | 25 KVA | 2793
14544 | Damoh | Damoh South | Jabera | SINGRAMPUR | 11 KV SINGRAMPUR - KONDAKALA AG | Koda Kalan | VEERAN RAJAK WALA | 25 KVA | 2796
14545 | Damoh | Damoh South | Jabera | SINGRAMPUR | 11 KV SINGRAMPUR - KONDAKALA AG | Koda Kalan | PRAKASH RAI WALA | 25 KVA | 2798
14546 | Damoh | Damoh South | Jabera | SINGRAMPUR | 11 KV SINGRAMPUR - KONDAKALA AG | Koda Kalan | JAGESHWER WALA | 25 KVA | 2800
14547 | Damoh | Damoh South | Jabera | SINGRAMPUR | 11 KV SINGRAMPUR - KONDAKALA AG | Koda Kalan | MILAN PATEL WALA | 25 KVA | 2802
14548 | Damoh | Damoh South | Jabera | SINGRAMPUR | 11 KV SINGRAMPUR - KONDAKALA AG | Koda Kalan | BHAIYA JI PATEL WALA | 25 KVA | 2803
14549 | Damoh | Damoh South | Jabera | SINGRAMPUR | 11 KV SINGRAMPUR - KONDAKALA AG | Koda Kalan | JAMUN WALA | 63 KVA | 2804
14550 | Damoh | Damoh South | Jabera | SINGRAMPUR | 11 KV SINGRAMPUR - KONDAKALA AG | Karondi Mangarh | KADORI SINGH WALA | 25 KVA | 2805
14551 | Damoh | Damoh South | Jabera | SINGRAMPUR | 11 KV SINGRAMPUR - KONDAKALA AG | Koda Kalan | MANOJ WALA | 63 KVA | 2807
14552 | Damoh | Damoh South | Jabera | SINGRAMPUR | 11 KV SINGRAMPUR - KONDAKALA AG | Kanjai Mangarh | PRAHLAD SINGH WALA | 25 KVA | 2808
14553 | Damoh | Damoh South | Jabera | SINGRAMPUR | 11 KV SINGRAMPUR - KONDAKALA AG | Koda Khurd | CHOTE BHAI WALA | 25 KVA | 2810
14554 | Damoh | Damoh South | Jabera | SINGRAMPUR | 11 V BHAINSA MIX | Kalumar | KALUMAR BAST F.S WALA | 25 KVA | 704
14555 | Damoh | Damoh South | Jabera | SINGRAMPUR | 11 V BHAINSA MIX | Kalumar | KRISNA KUMAR WALA | 25 KVA | 700
14556 | Damoh | Damoh South | Jabera | SINGRAMPUR | 11 V BHAINSA MIX | Devri | YADAV COLONE | 25 KVA | 694
14557 | Damoh | Damoh South | Jabera | SINGRAMPUR | 11 V BHAINSA MIX | Aloni | ALONI BASTI WALA | 63 KVA | 692
14558 | Damoh | Damoh South | Jabera | SINGRAMPUR | 11 V BHAINSA MIX | Aloni | MUNNU DHANGAR WALA | 25 KVA | 689
14559 | Damoh | Damoh South | Jabera | SINGRAMPUR | 11 V BHAINSA MIX | Khamariya | KHAMARIYA BASTI WALA | 25 KVA | 683
14560 | Damoh | Damoh South | Jabera | SINGRAMPUR | 11 V BHAINSA MIX | Devri | DEVRI BASTI WALA | 25 KVA | 670
14561 | Damoh | Damoh South | Jabera | SINGRAMPUR | 11 V BHAINSA MIX | Devri | DEVRI JIO TOWER | 25 KVA | 663
14562 | Damoh | Damoh South | Jabera | SINGRAMPUR | 11 V BHAINSA MIX | Aloni | MAHUA WALA | 25 KVA | 659
14563 | Damoh | Damoh South | Jabera | SINGRAMPUR | 11 V BHAINSA MIX | Aloni | YADAV WALA | 25 KVA | 654
14564 | Damoh | Damoh South | Jabera | SINGRAMPUR | 11 V BHAINSA MIX | Aloni | JIO TOWER WALA | 25 KVA | 646
14565 | Damoh | Damoh South | Jabera | SINGRAMPUR | 11 V BHAINSA MIX | Aloni | ROAD WALA SHOUBHAGYA WALA | 25 KVA | 635
14566 | Damoh | Damoh South | Jabera | SINGRAMPUR | 11 V BHAINSA MIX | Khamariya | KHAMARIYA BASTI WALA | 63 KVA | 623
14567 | Damoh | Damoh South | Jabera | SINGRAMPUR | 11 V BHAINSA MIX | Devri | MAJIYA TOLA DEVRI | 63 KVA | 607
14568 | Damoh | Damoh South | Jabera | SINGRAMPUR | 11 V BHAINSA MIX | Devri | TAILYA WALA DEVRI | 25 KVA | 605
14569 | Damoh | Damoh South | Jabera | SINGRAMPUR | 11 V BHAINSA MIX | Sawara | SAWARA BASTI WALA | 25 KVA | 594
14570 | Damoh | Damoh South | Jabera | SINGRAMPUR | 11 V BHAINSA MIX | Tanvara | TAWARA TOLA SHOUBHAGYA WALA | 25 KVA | 574
14571 | Damoh | Damoh South | Jabera | SINGRAMPUR | 11 V BHAINSA MIX | Tanvara | TAWARA BASHTI | 25 KVA | 570
14572 | Damoh | Damoh South | Jabera | SINGRAMPUR | 11 V BHAINSA MIX | Sawara | SAWARA BASTI WALA | 63 KVA | 568
14573 | Damoh | Damoh South | Jabera | SINGRAMPUR | 11 V BHAINSA MIX | Bhainsa | BHAISA REST HOUSE WALA | 25 KVA | 530
14574 | Damoh | Damoh South | Jabera | SINGRAMPUR | 11 V BHAINSA MIX | Bhainsa | RGY WALA TILGAWA | 25 KVA | 524
14575 | Damoh | Damoh South | Jabera | SINGRAMPUR | 11 V BHAINSA MIX | Bhainsa | BHAISA REST HOUSE WALA | 25 KVA | 505
14576 | Damoh | Damoh South | Jabera | SINGRAMPUR | 11 V BHAINSA MIX | Tilguwan | TILGUWA BASTI WALA | 63 KVA | 402
14577 | Damoh | Damoh South | Jabera | SINGRAMPUR | 11 V BHAINSA MIX | Tilguwan | SALUJA WALA | 63 KVA | 391
14578 | Damoh | Damoh South | Jabera | SINGRAMPUR | 11 V BHAINSA MIX | NO VILLAGE FOUND | HAR WALA | 200 KVA | 389
14579 | Damoh | Damoh South | Jabera | SINGRAMPUR | 11 V BHAINSA MIX | Tilguwan | BHAGWANDAS YADAV WALA | 100 KVA | 327
14580 | Damoh | Damoh South | Jabera | SINGRAMPUR | 11 V BHAINSA MIX | Tilguwan | ECO CENTER WALA | 100 KVA | 324
14581 | Damoh | Damoh South | Jabera | SINGRAMPUR | 11 V BHAINSA MIX | Tilguwan | THAKUR MOHALLA WALA | 25 KVA | 306
14582 | Damoh | Damoh South | Jabera | SINGRAMPUR | 11 V BHAINSA MIX | Tilguwan | MARKAM WALA | 25 KVA | 293
14583 | Damoh | Damoh South | Jabera | SINGRAMPUR | 11 V BHAINSA MIX | Tilguwan | BSNL EXCHENCE WALA | 63 KVA | 290
14584 | Damoh | Damoh South | Jabera | SINGRAMPUR | 11 V BHAINSA MIX | Kalumar | KALUMAR GAJAR WALA | 25 KVA | 706
14585 | Damoh | Damoh South | Jabera | SINGRAMPUR | 11 V BHAINSA MIX | Sawara | TALAB WALA | 25 KVA | 714
14586 | Damoh | Damoh South | Jabera | SINGRAMPUR | 11 V BHAINSA MIX | Bhainsa | BHAISA BASTI | 63 KVA | 717
14587 | Damoh | Damoh South | Jabera | SINGRAMPUR | 11 V BHAINSA MIX | Chourai | TEDEGAD WALA CHOUAI | 25 KVA | 727
14588 | Damoh | Damoh South | Jabera | SINGRAMPUR | 11 V BHAINSA MIX | Chourai | CHOURAI W.W. | 25 KVA | 730
14589 | Damoh | Damoh South | Jabera | SINGRAMPUR | 11 V BHAINSA MIX | Jamuniya | JAMUNIYA WALA | 25 KVA | 738
14590 | Damoh | Damoh South | Jabera | SINGRAMPUR | 11 V BHAINSA MIX | NO VILLAGE FOUND | HAR WALA | 25 KVA | 742
14591 | Damoh | Damoh South | Jabera | SINGRAMPUR | 11 V BHAINSA MIX | Chourai | RGY GURRAHA BASTI WALA | 25 KVA | 746
14592 | Damoh | Damoh South | Jabera | SINGRAMPUR | 11 V BHAINSA MIX | Aloni | YADAV MOHALLA WALA | 25 KVA | 751
14593 | Damoh | Damoh South | Tejgarh | HINOTI | 11 KV HINOTI DL | Hinoti Sarra | AOSHDHALAY KE PASS | 25 KVA | 899
14594 | Damoh | Damoh South | Tejgarh | HINOTI | 11 KV HINOTI DL | Hinoti Sarra | HINOTI PUTRIGHAT ROAD KE PASS | 100 KVA | 895
14595 | Damoh | Damoh South | Tejgarh | HINOTI | 11 KV HINOTI DL | Hinoti Sarra | NALA KE PASS | 25 KVA | 893
14596 | Damoh | Damoh South | Tejgarh | HINOTI | 11 KV HINOTI DL | Hinoti Sarra | JIO TOWER KE PASS | 25 KVA | 892
14597 | Damoh | Damoh South | Tejgarh | HINOTI | 11 KV HINOTI DL | Hinoti Sarra | AIRTEL KE TOWER KE PASS | 200 KVA | 888
14598 | Damoh | Damoh South | Tejgarh | HINOTI | 11 KV HINOTI DL | Hinoti Sarra | TOWER KE PASS | 25 KVA | 884
14599 | Damoh | Damoh South | Tejgarh | HINOTI | 11 KV HINOTI DL | Hinoti Sarra | DUBAN KE HAR KE PASS | 25 KVA | 882
14600 | Damoh | Damoh South | Tejgarh | HINOTI | 11 KV HINOTI DL | Hinoti Sarra | HINOTI GHALLE KE PASS | 63 KVA | 880
14601 | Damoh | Damoh South | Tejgarh | HINOTI | 11 KV HINOTI DL | Hinoti Sarra | LAKAY KE GHAR PASS | 25 KVA | 877
14602 | Damoh | Damoh South | Tejgarh | HINOTI | 11 KV HINOTI DL | Hinoti Sarra | HINOTI BUS STEND KE PECHE | 63 KVA | 874
14603 | Damoh | Damoh South | Tejgarh | HINOTI | 11 KV HINOTI DL | Hinoti Sarra | MAIN BASTI KE PASS | 25 KVA | 872
14604 | Damoh | Damoh South | Tejgarh | HINOTI | 11 KV HINOTI DL | Hinoti Sarra | NADHI KE PASS | 25 KVA | 869
14605 | Damoh | Damoh South | Tejgarh | HINOTI | 11 KV HINOTI DL | Hinoti Sarra | CHATRAWASH KE PASS | 25 KVA | 865
14606 | Damoh | Damoh South | Tejgarh | HINOTI | 11 KV HINOTI DL | Hinoti Sarra | CHATRAWASH KA DTR | 16 KVA | 858
14607 | Damoh | Damoh South | Tejgarh | HINOTI | 11 KV HINOTI DL | Hinoti Sarra | JHALON RAOD | 25 KVA | 904
14608 | Damoh | Damoh South | Tejgarh | HINOTI | 11 KV HINOTI DL | Hinoti Sarra | MOHRA ROAD KE PASS | 25 KVA | 910
14609 | Damoh | Damoh South | Tejgarh | HINOTI | 11 KV HINOTI/MOHRA AG | NO VILLAGE FOUND | 63 FS MOHARA 2 | 63 KVA | 1106
14610 | Damoh | Damoh South | Tejgarh | HINOTI | 11 KV HINOTI/MOHRA AG | NO VILLAGE FOUND | FS 63 MOHARA | 63 KVA | 1092
14611 | Damoh | Damoh South | Tejgarh | HINOTI | 11 KV HINOTI/MOHRA AG | NO VILLAGE FOUND | 63 FS MOHARA 3 | 63 KVA | 1075
14612 | Damoh | Damoh South | Tejgarh | HINOTI | 11 KV HINOTI/MOHRA AG | NO VILLAGE FOUND | 63 FS MOHARA | 63 KVA | 1061
14613 | Damoh | Damoh South | Tejgarh | HINOTI | 11 KV HINOTI/MOHRA AG | NO VILLAGE FOUND | KARONDHI FS 2 | 63 KVA | 1010
14614 | Damoh | Damoh South | Tejgarh | HINOTI | 11 KV HINOTI/MOHRA AG | NO VILLAGE FOUND | KARONDHI KHURAD | 63 KVA | 979
14615 | Damoh | Damoh South | Tejgarh | HINOTI | 11 KV HINOTI/MOHRA AG | NO VILLAGE FOUND | FS KARONDHI | 63 KVA | 946
14616 | Damoh | Damoh South | Tejgarh | HINOTI | 11 KV HINOTI/MOHRA AG | NO VILLAGE FOUND | KARONDHI KALA | 63 KVA | 918
14617 | Damoh | Damoh South | Tejgarh | HINOTI | 11 KV HINOTI/MOHRA AG | NO VILLAGE FOUND | KARONDHI KALA | 63 KVA | 902
14618 | Damoh | Damoh South | Tejgarh | HINOTI | 11 KV HINOTI/MOHRA AG | NO VILLAGE FOUND | KARONDI 2 | 63 KVA | 887
14619 | Damoh | Damoh South | Tejgarh | HINOTI | 11 KV HINOTI/MOHRA AG | Harduwa Hathighat | KARODI HAR ME | 25 KVA | 855
14620 | Damoh | Damoh South | Tejgarh | HINOTI | 11 KV HINOTI/MOHRA AG | Bairagarh | GHORKHA KE PASS | 25 KVA | 846
14621 | Damoh | Damoh South | Tejgarh | HINOTI | 11 KV HINOTI/MOHRA AG | Bairagarh | MAOHAD GAFLU HAR ME | 25 KVA | 840
14622 | Damoh | Damoh South | Tejgarh | HINOTI | 11 KV HINOTI/MOHRA AG | Karondi Kalan | MOHAD NALA KE PASS | 25 KVA | 833
14623 | Damoh | Damoh South | Tejgarh | HINOTI | 11 KV HINOTI/MOHRA AG | Harduwa Hathighat | MOHARA MAOH ROAD PASS | 25 KVA | 804
14624 | Damoh | Damoh South | Tejgarh | HINOTI | 11 KV HINOTI/MOHRA AG | Harduwa Hathighat | 100 MOHARA | 100 KVA | 788
14625 | Damoh | Damoh South | Tejgarh | HINOTI | 11 KV HINOTI/MOHRA AG | Harduwa Hathighat | 25 MOHARA | 25 KVA | 776
14626 | Damoh | Damoh South | Tejgarh | HINOTI | 11 KV HINOTI/MOHRA AG | Harduwa Hathighat | HINOTI KARODI ROAD | 25 KVA | 771
14627 | Damoh | Damoh South | Tejgarh | HINOTI | 11 KV HINOTI/MOHRA AG | Harduwa Hathighat | MOHAR TIRGANDA KE AAGE | 25 KVA | 766
14628 | Damoh | Damoh South | Tejgarh | HINOTI | 11 KV HINOTI/MOHRA AG | Mahua Kheda | 25HARDUA PUMP WALA | 25 KVA | 758
14629 | Damoh | Damoh South | Tejgarh | HINOTI | 11 KV HINOTI/MOHRA AG | Sagoriya | 25HARDUA PUMP WALA | 25 KVA | 752
14630 | Damoh | Damoh South | Tejgarh | HINOTI | 11 KV HINOTI/MOHRA AG | Sagoriya | 25HARDUA PUMP WALA | 25 KVA | 751
14631 | Damoh | Damoh South | Tejgarh | HINOTI | 11 KV HINOTI/MOHRA AG | Harduwa Hathighat | HARDUA PUMP WALA | 100 KVA | 741
14632 | Damoh | Damoh South | Tejgarh | HINOTI | 11 KV HINOTI/MOHRA AG | NO VILLAGE FOUND | 63 FS MOHAD 2 | 63 KVA | 1151
14633 | Damoh | Damoh South | Tejgarh | HINOTI | 11 KV HINOTI/MOHRA AG | NO VILLAGE FOUND | 63 MOHARA NALA | 63 KVA | 1163
14634 | Damoh | Damoh South | Tejgarh | HINOTI | 11 KV HINOTI/MOHRA AG | NO VILLAGE FOUND | 63 MOHAD | 63 KVA | 1177
14635 | Damoh | Damoh South | Tejgarh | HINOTI | 11 KV HINOTI/MOHRA AG | NO VILLAGE FOUND | MOHARA 25 | 63 KVA | 1192
14636 | Damoh | Damoh South | Tejgarh | HINOTI | 11 KV HINOTI/MOHRA AG | NO VILLAGE FOUND | 63 FS MOHARA 0 | 63 KVA | 1203
14637 | Damoh | Damoh South | Tejgarh | HINOTI | 11 KV MOHRA DL | Bairagarh | MAIN ROAD KARODI | 25 KVA | 405
14638 | Damoh | Damoh South | Tejgarh | HINOTI | 11 KV MOHRA DL | Pura Karondi | MAIN BASTI WALA DTR | 25 KVA | 403
14639 | Damoh | Damoh South | Tejgarh | HINOTI | 11 KV MOHRA DL | Mohad | MOHAD HAR KE PASS | 25 KVA | 370
14640 | Damoh | Damoh South | Tejgarh | HINOTI | 11 KV MOHRA DL | Mohad | MOHAD MANI BASTI | 25 KVA | 365
14641 | Damoh | Damoh South | Tejgarh | HINOTI | 11 KV MOHRA DL | Mohad | MAIN BASTI MOHAD | 63 KVA | 361
14642 | Damoh | Damoh South | Tejgarh | HINOTI | 11 KV MOHRA DL | Mohad | JIO TOWER KE PASS | 25 KVA | 359
14643 | Damoh | Damoh South | Tejgarh | HINOTI | 11 KV MOHRA DL | Mohad | MOHAD BSNL TOWER | 25 KVA | 354
14644 | Damoh | Damoh South | Tejgarh | HINOTI | 11 KV MOHRA DL | Mohad | BASTI MOHAD | 25 KVA | 347
14645 | Damoh | Damoh South | Tejgarh | HINOTI | 11 KV MOHRA DL | Mohad | MOHAD BASTI | 25 KVA | 342
14646 | Damoh | Damoh South | Tejgarh | HINOTI | 11 KV MOHRA DL | Mohad | MOHAD W/W GORKHA | 25 KVA | 336
14647 | Damoh | Damoh South | Tejgarh | HINOTI | 11 KV MOHRA DL | Gorkha | GORKHA HAR ME | 25 KVA | 325
14648 | Damoh | Damoh South | Tejgarh | HINOTI | 11 KV MOHRA DL | Gorkha | GHORKHA HAR KE PASS BASTI | 25 KVA | 319
14649 | Damoh | Damoh South | Tejgarh | HINOTI | 11 KV MOHRA DL | NO VILLAGE FOUND | DTR NOT TAGGED | 25 KVA | 318
14650 | Damoh | Damoh South | Tejgarh | HINOTI | 11 KV MOHRA DL | Gorkha | GODKHA BASTI | 25 KVA | 313
14651 | Damoh | Damoh South | Tejgarh | HINOTI | 11 KV MOHRA DL | Mohad | MOHAD ROAD SCHOOL PASS | 25 KVA | 301
14652 | Damoh | Damoh South | Tejgarh | HINOTI | 11 KV MOHRA DL | Mohad | MOHAD W/W | 63 KVA | 267
14653 | Damoh | Damoh South | Tejgarh | HINOTI | 11 KV MOHRA DL | Muhra | MOHRA HAR WALI GALI | 25 KVA | 258
14654 | Damoh | Damoh South | Tejgarh | HINOTI | 11 KV MOHRA DL | Muhra | HARIJAN MOHALLA MOHRA | 25 KVA | 253
14655 | Damoh | Damoh South | Tejgarh | HINOTI | 11 KV MOHRA DL | Mohad | KUMAR HARIJAN MOHALLA | 25 KVA | 243
14656 | Damoh | Damoh South | Tejgarh | HINOTI | 11 KV MOHRA DL | Muhra | MOHAH ROAD KE PASS HAR | 25 KVA | 236
14657 | Damoh | Damoh South | Tejgarh | HINOTI | 11 KV MOHRA DL | Muhra | MOHRA TORIYA KE PAS | 25 KVA | 230
14658 | Damoh | Damoh South | Tejgarh | HINOTI | 11 KV MOHRA DL | Muhra | PANI KI TANKI PASS MOHRA | 25 KVA | 227
14659 | Damoh | Damoh South | Tejgarh | HINOTI | 11 KV MOHRA DL | Muhra | MOHRA MAIN BASTI | 25 KVA | 221
14660 | Damoh | Damoh South | Tejgarh | HINOTI | 11 KV MOHRA DL | Muhra | MOHRA THAKUR MAOHALLA | 25 KVA | 219
14661 | Damoh | Damoh South | Tejgarh | HINOTI | 11 KV MOHRA DL | Muhra | MOHRA MAHAD ROAD | 25 KVA | 215
14662 | Damoh | Damoh South | Tejgarh | HINOTI | 11 KV MOHRA DL | Muhra | MOHRA BASTI ME | 25 KVA | 209
14663 | Damoh | Damoh South | Tejgarh | HINOTI | 11 KV MOHRA DL | Muhra | MOHRA W/W PEEPAL KE PED KE PASS | 25 KVA | 202
14664 | Damoh | Damoh South | Tejgarh | HINOTI | 11 KV MOHRA DL | Muhra | MOHRA BASTI AAGANBADI KE PASS | 63 KVA | 201
14665 | Damoh | Damoh South | Tejgarh | HINOTI | 11 KV MOHRA DL | Muhra | MOHRA TIRGANDA KE PASS | 25 KVA | 196
14666 | Damoh | Damoh South | Tejgarh | HINOTI | 11 KV MOHRA DL | Mohad | MOHAD HAR ME | 25 KVA | 466
14667 | Damoh | Damoh South | Tejgarh | HINOTI | 11 KV MOHRA DL | Karondi Kalan | MAIN HAR KUAA KE PASS | 25 KVA | 462
14668 | Damoh | Damoh South | Tejgarh | HINOTI | 11 KV MOHRA DL | Karondi Khurd | YADAV MOHALLA | 25 KVA | 456
14669 | Damoh | Damoh South | Tejgarh | HINOTI | 11 KV MOHRA DL | Pura Karondi | KARODI BASTI | 25 KVA | 453
14670 | Damoh | Damoh South | Tejgarh | HINOTI | 11 KV MOHRA DL | Pura Karondi | KARODI MAIN ROAD KE PASS | 100 KVA | 452
14671 | Damoh | Damoh South | Tejgarh | HINOTI | 11 KV MOHRA DL | Karondi Khurd | MAIN TAPATIYA BASTI | 25 KVA | 439
14672 | Damoh | Damoh South | Tejgarh | HINOTI | 11 KV MOHRA DL | Bairagarh | KARODI KALA MAIN BASTI | 25 KVA | 430
14673 | Damoh | Damoh South | Tejgarh | HINOTI | 11 KV MOHRA DL | Pura Karondi | MAIN BASTI KE PASS | 25 KVA | 427
14674 | Damoh | Damoh South | Tejgarh | HINOTI | 11 KV MOHRA DL | Bairagarh | BASTI +W/W DTR | 63 KVA | 424
14675 | Damoh | Damoh South | Tejgarh | IMALIAGHAT | 11 KV IMALIAGHAT AG | Imaliya Ghat | HARDUA HAR ME | 25 KVA | 2487
14676 | Damoh | Damoh South | Tejgarh | IMALIAGHAT | 11 KV IMALIAGHAT AG | Som Kheda Khurd | SIMARIYA HAR ME | 25 KVA | 2483
14677 | Damoh | Damoh South | Tejgarh | IMALIAGHAT | 11 KV IMALIAGHAT AG | Imaliya Ghat | TORIYA KE PASS WALA | 25 KVA | 2476
14678 | Damoh | Damoh South | Tejgarh | IMALIAGHAT | 11 KV IMALIAGHAT AG | Imaliya Ghat | BASTI KE PASS | 25 KVA | 2473
14679 | Damoh | Damoh South | Tejgarh | IMALIAGHAT | 11 KV IMALIAGHAT AG | Imaliya Ghat | ROAD KE PASS | 25 KVA | 2464
14680 | Damoh | Damoh South | Tejgarh | IMALIAGHAT | 11 KV IMALIAGHAT AG | Ramgarh | PUL KE PASS JHAPAN | 25 KVA | 2451
14681 | Damoh | Damoh South | Tejgarh | IMALIAGHAT | 11 KV IMALIAGHAT AG | Ramgarh | DUHLI HAR ME | 25 KVA | 2448
14682 | Damoh | Damoh South | Tejgarh | IMALIAGHAT | 11 KV IMALIAGHAT AG | Ramgarh | DUHLI HAR KE PASS | 25 KVA | 2440
14683 | Damoh | Damoh South | Tejgarh | IMALIAGHAT | 11 KV IMALIAGHAT AG | Ramgarh | JHALON ROAD KE PASS | 100 KVA | 2434
14684 | Damoh | Damoh South | Tejgarh | IMALIAGHAT | 11 KV IMALIAGHAT AG | Ramgarh | NADHI KE PASS | 25 KVA | 2432
14685 | Damoh | Damoh South | Tejgarh | IMALIAGHAT | 11 KV IMALIAGHAT AG | Ramgarh | NADHI KE PAS WALA | 63 KVA | 2431
14686 | Damoh | Damoh South | Tejgarh | IMALIAGHAT | 11 KV IMALIAGHAT AG | Ramgarh | BASTI KE AAGE WALA | 25 KVA | 2426
14687 | Damoh | Damoh South | Tejgarh | IMALIAGHAT | 11 KV IMALIAGHAT AG | Ramgarh | NADHI KE PASS PATEL KI DP | 25 KVA | 2408
14688 | Damoh | Damoh South | Tejgarh | IMALIAGHAT | 11 KV IMALIAGHAT AG | Ramgarh | PATEL KE KHET KE PAS | 100 KVA | 2406
14689 | Damoh | Damoh South | Tejgarh | IMALIAGHAT | 11 KV IMALIAGHAT AG | Ramgarh | NADHI KE PASS | 63 KVA | 2399
14690 | Damoh | Damoh South | Tejgarh | IMALIAGHAT | 11 KV IMALIAGHAT AG | Som Kheda Kalan | HAR WALA DTR | 25 KVA | 2394
14691 | Damoh | Damoh South | Tejgarh | IMALIAGHAT | 11 KV IMALIAGHAT AG | Ramgarh | HAR KE PASS | 25 KVA | 2391
14692 | Damoh | Damoh South | Tejgarh | IMALIAGHAT | 11 KV IMALIAGHAT AG | Ramgarh | NADHI KE PASS | 25 KVA | 2369
14693 | Damoh | Damoh South | Tejgarh | IMALIAGHAT | 11 KV IMALIAGHAT AG | Som Kheda Kalan | TALAB KE PASS | 25 KVA | 2363
14694 | Damoh | Damoh South | Tejgarh | IMALIAGHAT | 11 KV IMALIAGHAT AG | Som Kheda Kalan | RAMGARH HAR ME | 25 KVA | 2358
14695 | Damoh | Damoh South | Tejgarh | IMALIAGHAT | 11 KV IMALIAGHAT AG | Som Kheda Kalan | RAMGARH HAR ME | 25 KVA | 2332
14696 | Damoh | Damoh South | Tejgarh | IMALIAGHAT | 11 KV IMALIAGHAT AG | Som Kheda Kalan | NADHI BASTI KE PASS | 25 KVA | 2321
14697 | Damoh | Damoh South | Tejgarh | IMALIAGHAT | 11 KV IMALIAGHAT AG | Som Kheda Kalan | NADHI KE PASS SOMKHEDA | 100 KVA | 2318
14698 | Damoh | Damoh South | Tejgarh | IMALIAGHAT | 11 KV IMALIAGHAT AG | Jamuniya | NADHI KE PAS WALA | 25 KVA | 2311
14699 | Damoh | Damoh South | Tejgarh | IMALIAGHAT | 11 KV IMALIAGHAT AG | Jamuniya | NADHI KE PASS | 25 KVA | 2287
14700 | Damoh | Damoh South | Tejgarh | IMALIAGHAT | 11 KV IMALIAGHAT AG | Jamuniya | IMALIYAGHAT MANKA ROAD KE PASS | 25 KVA | 2285
14701 | Damoh | Damoh South | Tejgarh | IMALIAGHAT | 11 KV IMALIAGHAT AG | Jamuniya | SOMKHEDA HAR ME | 25 KVA | 2275
14702 | Damoh | Damoh South | Tejgarh | IMALIAGHAT | 11 KV IMALIAGHAT AG | Jamuniya | NALA KE PASS | 25 KVA | 2270
14703 | Damoh | Damoh South | Tejgarh | IMALIAGHAT | 11 KV IMALIAGHAT AG | Som Kheda Kalan | SOMKHEDA HAR KE PASS | 25 KVA | 2269
14704 | Damoh | Damoh South | Tejgarh | IMALIAGHAT | 11 KV IMALIAGHAT AG | Som Kheda Kalan | PATEL KE HAR KE PASS | 25 KVA | 2268
14705 | Damoh | Damoh South | Tejgarh | IMALIAGHAT | 11 KV IMALIAGHAT AG | Manka | PATEL KE HAR PASS NALA | 25 KVA | 2262
14706 | Damoh | Damoh South | Tejgarh | IMALIAGHAT | 11 KV IMALIAGHAT AG | Manka | PATEL KE HAR ME | 63 KVA | 2260
14707 | Damoh | Damoh South | Tejgarh | IMALIAGHAT | 11 KV IMALIAGHAT AG | Manka | PATEL KE KHET KE PASS | 25 KVA | 2253
14708 | Damoh | Damoh South | Tejgarh | IMALIAGHAT | 11 KV IMALIAGHAT AG | Manka | SOMKHEDA HAR ME | 25 KVA | 2245
14709 | Damoh | Damoh South | Tejgarh | IMALIAGHAT | 11 KV IMALIAGHAT AG | Khagar | SUHELA BASTI KE PASS | 25 KVA | 2242
14710 | Damoh | Damoh South | Tejgarh | IMALIAGHAT | 11 KV IMALIAGHAT AG | Khagar | SUHELA HAR ME | 25 KVA | 2239
14711 | Damoh | Damoh South | Tejgarh | IMALIAGHAT | 11 KV IMALIAGHAT AG | Khagar | SUHELA NALA KE PASS | 25 KVA | 2213
14712 | Damoh | Damoh South | Tejgarh | IMALIAGHAT | 11 KV IMALIAGHAT AG | Khagar | SUHELA NALA KE PASS | 25 KVA | 2205
14713 | Damoh | Damoh South | Tejgarh | IMALIAGHAT | 11 KV IMALIAGHAT AG | Khagar | SUHELA NALA KE PASS | 25 KVA | 2204
14714 | Damoh | Damoh South | Tejgarh | IMALIAGHAT | 11 KV IMALIAGHAT AG | Khagar | SUHELA NALA KE PASS | 25 KVA | 2201
14715 | Damoh | Damoh South | Tejgarh | IMALIAGHAT | 11 KV IMALIAGHAT AG | Khagar | SUHELA HAR ME | 25 KVA | 2195
14716 | Damoh | Damoh South | Tejgarh | IMALIAGHAT | 11 KV IMALIAGHAT AG | Manka | NALA KE PASS PATAL HAR | 25 KVA | 2183
14717 | Damoh | Damoh South | Tejgarh | IMALIAGHAT | 11 KV IMALIAGHAT AG | Manka | NALA KE PASS WALA HAR | 25 KVA | 2178
14718 | Damoh | Damoh South | Tejgarh | IMALIAGHAT | 11 KV IMALIAGHAT AG | Jamuniya | NALA KE PASS | 25 KVA | 2162
14719 | Damoh | Damoh South | Tejgarh | IMALIAGHAT | 11 KV IMALIAGHAT AG | Jamuniya | JHALIN ROD KE PASS | 25 KVA | 2157
14720 | Damoh | Damoh South | Tejgarh | IMALIAGHAT | 11 KV IMALIAGHAT AG | Jamuniya | JHALON ROAD KE PASS | 100 KVA | 2152
14721 | Damoh | Damoh South | Tejgarh | IMALIAGHAT | 11 KV IMALIAGHAT AG | Imaliya Ghat | HATHIGHAT HAR KE PASS | 25 KVA | 2502
14722 | Damoh | Damoh South | Tejgarh | IMALIAGHAT | 11 KV IMALIYAGHAT DL | Imaliya Ghat | PATNYAU KHET KE PAS | 25 KVA | 1722
14723 | Damoh | Damoh South | Tejgarh | IMALIAGHAT | 11 KV IMALIYAGHAT DL | Som Kheda Khurd | PATNYAU KHET KE PAS | 25 KVA | 1715
14724 | Damoh | Damoh South | Tejgarh | IMALIAGHAT | 11 KV IMALIYAGHAT DL | Som Kheda Khurd | KUAN KE PAS | 25 KVA | 1713
14725 | Damoh | Damoh South | Tejgarh | IMALIAGHAT | 11 KV IMALIYAGHAT DL | Ramgarh | KHET KE PAS | 25 KVA | 1712
14726 | Damoh | Damoh South | Tejgarh | IMALIAGHAT | 11 KV IMALIYAGHAT DL | Ramgarh | NADI KE PAS | 25 KVA | 1709
14727 | Damoh | Damoh South | Tejgarh | IMALIAGHAT | 11 KV IMALIYAGHAT DL | Ramgarh | MAIN ROAD KE PASS | 100 KVA | 1707
14728 | Damoh | Damoh South | Tejgarh | IMALIAGHAT | 11 KV IMALIYAGHAT DL | Ramgarh | BASTI WALA | 25 KVA | 1699
14729 | Damoh | Damoh South | Tejgarh | IMALIAGHAT | 11 KV IMALIYAGHAT DL | Ramgarh | BASTI WALA | 25 KVA | 1689
14730 | Damoh | Damoh South | Tejgarh | IMALIAGHAT | 11 KV IMALIYAGHAT DL | Ramgarh | KHET KE PAS | 25 KVA | 1687
14731 | Damoh | Damoh South | Tejgarh | IMALIAGHAT | 11 KV IMALIYAGHAT DL | Ramgarh | BASTI WALA | 25 KVA | 1680
14732 | Damoh | Damoh South | Tejgarh | IMALIAGHAT | 11 KV IMALIYAGHAT DL | Ramgarh | BASTI WALA | 25 KVA | 1677
14733 | Damoh | Damoh South | Tejgarh | IMALIAGHAT | 11 KV IMALIYAGHAT DL | Ramgarh | TALAB KE PASS | 63 KVA | 1674
14734 | Damoh | Damoh South | Tejgarh | IMALIAGHAT | 11 KV IMALIYAGHAT DL | Ramgarh | BASTI WALA | 25 KVA | 1670
14735 | Damoh | Damoh South | Tejgarh | IMALIAGHAT | 11 KV IMALIYAGHAT DL | Som Kheda Khurd | KHET KE PAS | 25 KVA | 1654
14736 | Damoh | Damoh South | Tejgarh | IMALIAGHAT | 11 KV IMALIYAGHAT DL | Imaliya Ghat | TAPARIYO KE PAS | 25 KVA | 1624
14737 | Damoh | Damoh South | Tejgarh | IMALIAGHAT | 11 KV IMALIYAGHAT DL | Imaliya Ghat | MANDIR KE PAS | 100 KVA | 1613
14738 | Damoh | Damoh South | Tejgarh | IMALIAGHAT | 11 KV IMALIYAGHAT DL | Imaliya Ghat | IMALIYA GAHAT W/W | 25 KVA | 1609
14739 | Damoh | Damoh South | Tejgarh | IMALIAGHAT | 11 KV IMALIYAGHAT DL | Imaliya Ghat | GOPAL SINGH KE KHET PASS HATHIGHAT | 25 KVA | 1594
14740 | Damoh | Damoh South | Tejgarh | IMALIAGHAT | 11 KV IMALIYAGHAT DL | Jamuniya | MANDIR KE PAS | 100 KVA | 1574
14741 | Damoh | Damoh South | Tejgarh | IMALIAGHAT | 11 KV IMALIYAGHAT DL | Jamuniya | BASTI WALA | 25 KVA | 1570
14742 | Damoh | Damoh South | Tejgarh | IMALIAGHAT | 11 KV IMALIYAGHAT DL | Jamuniya | MIN ROAD IMALIYA | 100 KVA | 1566
14743 | Damoh | Damoh South | Tejgarh | IMALIAGHAT | 11 KV IMALIYAGHAT DL | Jamuniya | BASTI WALA | 25 KVA | 1564
14744 | Damoh | Damoh South | Tejgarh | IMALIAGHAT | 11 KV IMALIYAGHAT DL | Jamuniya | BASTI WALA | 25 KVA | 1559
14745 | Damoh | Damoh South | Tejgarh | IMALIAGHAT | 11 KV IMALIYAGHAT DL | Jamuniya | SOMKHEDA BASTI KE PASS | 25 KVA | 1541
14746 | Damoh | Damoh South | Tejgarh | IMALIAGHAT | 11 KV IMALIYAGHAT DL | Som Kheda Kalan | TANKI KE PAS | 25 KVA | 1536
14747 | Damoh | Damoh South | Tejgarh | IMALIAGHAT | 11 KV IMALIYAGHAT DL | Som Kheda Kalan | ROAD PAR | 25 KVA | 1535
14748 | Damoh | Damoh South | Tejgarh | IMALIAGHAT | 11 KV IMALIYAGHAT DL | Som Kheda Kalan | SOMKHEDA PATHARIYA KE PASS | 25 KVA | 1533
14749 | Damoh | Damoh South | Tejgarh | IMALIAGHAT | 11 KV IMALIYAGHAT DL | Som Kheda Kalan | SOMKHEDA BASTI | 63 KVA | 1527
14750 | Damoh | Damoh South | Tejgarh | IMALIAGHAT | 11 KV IMALIYAGHAT DL | Som Kheda Kalan | SOMKHEDA TORIYA | 25 KVA | 1522
14751 | Damoh | Damoh South | Tejgarh | IMALIAGHAT | 11 KV IMALIYAGHAT DL | Som Kheda Kalan | FOREST DEPT. CHOUKI KE PAS | 25 KVA | 1519
14752 | Damoh | Damoh South | Tejgarh | IMALIAGHAT | 11 KV IMALIYAGHAT DL | Ramgarh | WATER BOX DUHLI | 25 KVA | 1508
14753 | Damoh | Damoh South | Tejgarh | IMALIAGHAT | 11 KV IMALIYAGHAT DL | Duhli | NADI KE PAS | 25 KVA | 1501
14754 | Damoh | Damoh South | Tejgarh | IMALIAGHAT | 11 KV IMALIYAGHAT DL | Duhli | PUL KE PAS | 25 KVA | 1493
14755 | Damoh | Damoh South | Tejgarh | IMALIAGHAT | 11 KV IMALIYAGHAT DL | Ramgarh | DUHLI HAR | 100 KVA | 1486
14756 | Damoh | Damoh South | Tejgarh | IMALIAGHAT | 11 KV IMALIYAGHAT DL | Ramgarh | DUHLI BASTI | 25 KVA | 1483
14757 | Damoh | Damoh South | Tejgarh | IMALIAGHAT | 11 KV IMALIYAGHAT DL | Som Kheda Kalan | MAIN ROAD DUHLI | 25 KVA | 1459
14758 | Damoh | Damoh South | Tejgarh | IMALIAGHAT | 11 KV IMALIYAGHAT DL | Som Kheda Kalan | BARUA MOHALLA DUHLI | 25 KVA | 1451
14759 | Damoh | Damoh South | Tejgarh | IMALIAGHAT | 11 KV IMALIYAGHAT DL | Som Kheda Kalan | TIRAHE KE PASS | 25 KVA | 1437
14760 | Damoh | Damoh South | Tejgarh | IMALIAGHAT | 11 KV IMALIYAGHAT DL | Som Kheda Kalan | TOWER KE PAS | 25 KVA | 1430
14761 | Damoh | Damoh South | Tejgarh | IMALIAGHAT | 11 KV IMALIYAGHAT DL | Som Kheda Kalan | TANKI SE AAGE | 25 KVA | 1427
14762 | Damoh | Damoh South | Tejgarh | IMALIAGHAT | 11 KV IMALIYAGHAT DL | Som Kheda Kalan | BASTI WALA | 100 KVA | 1417
14763 | Damoh | Damoh South | Tejgarh | IMALIAGHAT | 11 KV IMALIYAGHAT DL | Jamuniya | WATER BOX SOMKHEDA | 25 KVA | 1405
14764 | Damoh | Damoh South | Tejgarh | IMALIAGHAT | 11 KV IMALIYAGHAT DL | Jamuniya | BASTI WALA | 100 KVA | 1381
14765 | Damoh | Damoh South | Tejgarh | IMALIAGHAT | 11 KV IMALIYAGHAT DL | Jamuniya | BASTI WALA | 25 KVA | 1378
14766 | Damoh | Damoh South | Tejgarh | IMALIAGHAT | 11 KV IMALIYAGHAT DL | Jamuniya | BASTI WALA | 25 KVA | 1373
14767 | Damoh | Damoh South | Tejgarh | IMALIAGHAT | 11 KV IMALIYAGHAT DL | Jamuniya | PIPAL KE PED KE PASS | 25 KVA | 1367
14768 | Damoh | Damoh South | Tejgarh | IMALIAGHAT | 11 KV IMALIYAGHAT DL | Jamuniya | BAZAR KE PASS | 25 KVA | 1364
14769 | Damoh | Damoh South | Tejgarh | IMALIAGHAT | 11 KV IMALIYAGHAT DL | Jamuniya | HARIJAN MOHALLA | 25 KVA | 1362
14770 | Damoh | Damoh South | Tejgarh | IMALIAGHAT | 11 KV IMALIYAGHAT DL | Jamuniya | CHATRAWASH KE PASS | 25 KVA | 1359
14771 | Damoh | Damoh South | Tejgarh | IMALIAGHAT | 11 KV IMALIYAGHAT DL | Jamuniya | MANI BASTI KE PASS | 25 KVA | 1358
14772 | Damoh | Damoh South | Tejgarh | IMALIAGHAT | 11 KV IMALIYAGHAT DL | Imaliya Ghat | BASTI WALA | 25 KVA | 1738
14773 | Damoh | Damoh South | Tejgarh | IMALIAGHAT | 11 KV IMALIYAGHAT DL | Som Kheda Khurd | BASTI WALA | 25 KVA | 1743
14774 | Damoh | Damoh South | Tejgarh | IMALIAGHAT | 11 KV IMALIYAGHAT DL | Jamuniya | JAMENIYA NALA KE PASS | 25 KVA | 1752
14775 | Damoh | Damoh South | Tejgarh | IMALIAGHAT | 11 KV IMALIYAGHAT DL | Imaliya Ghat | TOWER KE PAS | 25 KVA | 1764
14776 | Damoh | Damoh South | Tejgarh | IMALIAGHAT | 11 KV IMALIYAGHAT DL | Imaliya Ghat | BASTI WALA | 25 KVA | 1766
14777 | Damoh | Damoh South | Tejgarh | IMALIAGHAT | 11 KV IMALIYAGHAT DL | Imaliya Ghat | BASTI WALA | 25 KVA | 1768
14778 | Damoh | Damoh South | Tejgarh | IMALIAGHAT | 11 KV IMALIYAGHAT DL | Imaliya Ghat | BASTI WALA | 100 KVA | 1769
14779 | Damoh | Damoh South | Tejgarh | IMALIAGHAT | 11 KV IMALIYAGHAT DL | Imaliya Ghat | BASTI WALA | 25 KVA | 1792
14780 | Damoh | Damoh South | Tejgarh | IMALIAGHAT | 11 KV IMALIYAGHAT DL | Imaliya Ghat | BASTI WALA | 25 KVA | 1794
14781 | Damoh | Damoh South | Tejgarh | IMALIAGHAT | 11 KV TORI DL | Sagoni Khurd | BASTI KI TORIYA PASS | 25 KVA | 1277
14782 | Damoh | Damoh South | Tejgarh | IMALIAGHAT | 11 KV TORI DL | Sagoni Khurd | HARIJAN MOHALLA SAGONI KURD | 25 KVA | 1263
14783 | Damoh | Damoh South | Tejgarh | IMALIAGHAT | 11 KV TORI DL | Sagoni Khurd | SAGONI KURD BASTI KE PASS | 25 KVA | 1249
14784 | Damoh | Damoh South | Tejgarh | IMALIAGHAT | 11 KV TORI DL | Sagoni Khurd | W/W BASTI KE PASS | 100 KVA | 1247
14785 | Damoh | Damoh South | Tejgarh | IMALIAGHAT | 11 KV TORI DL | Sagoni Khurd | SAGONI KALA BASTI | 100 KVA | 1242
14786 | Damoh | Damoh South | Tejgarh | IMALIAGHAT | 11 KV TORI DL | Sagoni Khurd | SAGONI SAMSAN KE PASS | 25 KVA | 1230
14787 | Damoh | Damoh South | Tejgarh | IMALIAGHAT | 11 KV TORI DL | Sagoni Khurd | PANI KI TANKI PASS | 25 KVA | 1219
14788 | Damoh | Damoh South | Tejgarh | IMALIAGHAT | 11 KV TORI DL | Sagoni Khurd | MANI BUS STEND KE PASS | 100 KVA | 1208
14789 | Damoh | Damoh South | Tejgarh | IMALIAGHAT | 11 KV TORI DL | Sagoni Khurd | HARIJAN MAOHALLA 2 | 25 KVA | 1207
14790 | Damoh | Damoh South | Tejgarh | IMALIAGHAT | 11 KV TORI DL | Sagoni Khurd | HARIJAN MOHALLA KE PASS | 25 KVA | 1206
14791 | Damoh | Damoh South | Tejgarh | IMALIAGHAT | 11 KV TORI DL | Touri | SARPACH KE GHAR KE PASS | 63 KVA | 1197
14792 | Damoh | Damoh South | Tejgarh | IMALIAGHAT | 11 KV TORI DL | Touri | SARPANCH KI BARE KE PASS | 25 KVA | 1196
14793 | Damoh | Damoh South | Tejgarh | IMALIAGHAT | 11 KV TORI DL | Sagoni Khurd | JAIN MANDIR KE PASS | 25 KVA | 1190
14794 | Damoh | Damoh South | Tejgarh | IMALIAGHAT | 11 KV TORI DL | Sagoni Khurd | NEW CHATARAWASH KE PASS | 63 KVA | 1189
14795 | Damoh | Damoh South | Tejgarh | IMALIAGHAT | 11 KV TORI DL | Sagoni Khurd | TORI MANDIR KE PASS | 25 KVA | 1186
14796 | Damoh | Damoh South | Tejgarh | IMALIAGHAT | 11 KV TORI DL | Kankar | TORI W/W | 25 KVA | 1175
14797 | Damoh | Damoh South | Tejgarh | IMALIAGHAT | 11 KV TORI DL | Kankar | HAR KE PASS WALA | 63 KVA | 1160
14798 | Damoh | Damoh South | Tejgarh | IMALIAGHAT | 11 KV TORI DL | Salaiya Hatri | DUBAY KE GAR PASS | 25 KVA | 1154
14799 | Damoh | Damoh South | Tejgarh | IMALIAGHAT | 11 KV TORI DL | Salaiya Hatri | HARIJAN MOHALLA | 25 KVA | 1152
14800 | Damoh | Damoh South | Tejgarh | IMALIAGHAT | 11 KV TORI DL | Kankar | MAHUAKHEDA BASTI KE PASS | 25 KVA | 1139
14801 | Damoh | Damoh South | Tejgarh | IMALIAGHAT | 11 KV TORI DL | Touri | DEVRI BATKA HAR | 25 KVA | 1131
14802 | Damoh | Damoh South | Tejgarh | IMALIAGHAT | 11 KV TORI DL | Touri | BATKA HAR DTR | 25 KVA | 1127
14803 | Damoh | Damoh South | Tejgarh | IMALIAGHAT | 11 KV TORI DL | Touri | BATKA NADHI KE PASS 4 | 25 KVA | 1126
14804 | Damoh | Damoh South | Tejgarh | IMALIAGHAT | 11 KV TORI DL | Touri | BATKA MOHALLA | 25 KVA | 1122
14805 | Damoh | Damoh South | Tejgarh | IMALIAGHAT | 11 KV TORI DL | Touri | BATKA NADHI KE PASS 3 | 25 KVA | 1115
14806 | Damoh | Damoh South | Tejgarh | IMALIAGHAT | 11 KV TORI DL | Deori Jamadar | BATKA NADHI KE PASS 1 | 25 KVA | 1108
14807 | Damoh | Damoh South | Tejgarh | IMALIAGHAT | 11 KV TORI DL | Touri | BATKA NADHI KE PASS 2 | 25 KVA | 1103
14808 | Damoh | Damoh South | Tejgarh | IMALIAGHAT | 11 KV TORI DL | Touri | HAR KA DTR | 25 KVA | 1089
14809 | Damoh | Damoh South | Tejgarh | IMALIAGHAT | 11 KV TORI DL | Touri | HAR WALA DTR | 100 KVA | 1084
14810 | Damoh | Damoh South | Tejgarh | IMALIAGHAT | 11 KV TORI DL | Kankar | CHAKKI KE PASS WALA | 25 KVA | 1063
14811 | Damoh | Damoh South | Tejgarh | IMALIAGHAT | 11 KV TORI DL | Kankar | BASTI PANCHAYT KE PASS | 25 KVA | 1055
14812 | Damoh | Damoh South | Tejgarh | IMALIAGHAT | 11 KV TORI DL | Kankar | MAIN BASTI KE PASS | 100 KVA | 1051
14813 | Damoh | Damoh South | Tejgarh | IMALIAGHAT | 11 KV TORI DL | Mahua Kheda | TORIYA HAR WALA | 25 KVA | 1047
14814 | Damoh | Damoh South | Tejgarh | IMALIAGHAT | 11 KV TORI DL | Deori Jamadar | HAR WALA | 63 KVA | 1034
14815 | Damoh | Damoh South | Tejgarh | IMALIAGHAT | 11 KV TORI DL | Mahua Kheda | KUAA KE PASS | 25 KVA | 1022
14816 | Damoh | Damoh South | Tejgarh | IMALIAGHAT | 11 KV TORI DL | Mahua Kheda | DEVRI BASTI KE PASS | 25 KVA | 1021
14817 | Damoh | Damoh South | Tejgarh | IMALIAGHAT | 11 KV TORI DL | Kankar | DEVRI JAMADAR W/W | 25 KVA | 999
14818 | Damoh | Damoh South | Tejgarh | IMALIAGHAT | 11 KV TORI DL | Kankar | MAIN BASTI DAVRIJAMADA W/W | 25 KVA | 988
14819 | Damoh | Damoh South | Tejgarh | IMALIAGHAT | 11 KV TORI DL | Mahua Kheda | SAGORIYA BASTI | 25 KVA | 981
14820 | Damoh | Damoh South | Tejgarh | IMALIAGHAT | 11 KV TORI DL | Mahua Kheda | SAGORIYA HARIJAN MOHALLA | 25 KVA | 977
14821 | Damoh | Damoh South | Tejgarh | IMALIAGHAT | 11 KV TORI DL | Mahua Kheda | SAGORIYA BASTI | 25 KVA | 971
14822 | Damoh | Damoh South | Tejgarh | IMALIAGHAT | 11 KV TORI DL | Kankar | MAIN BASTI KE PASS | 100 KVA | 949
14823 | Damoh | Damoh South | Tejgarh | IMALIAGHAT | 11 KV TORI DL | Kankar | KANKAR W/W | 25 KVA | 937
14824 | Damoh | Damoh South | Tejgarh | IMALIAGHAT | 11 KV TORI DL | Kalapani | KACHWARA BASTI | 63 KVA | 928
14825 | Damoh | Damoh South | Tejgarh | IMALIAGHAT | 11 KV TORI DL | Kalapani | TALAB KE PASS KALA PANI | 25 KVA | 917
14826 | Damoh | Damoh South | Tejgarh | IMALIAGHAT | 11 KV TORI DL | Chirai | BASTI KE PASS KALA PANI | 25 KVA | 897
14827 | Damoh | Damoh South | Tejgarh | IMALIAGHAT | 11 KV TORI DL | Kalapani | BASTI KALA PANI | 25 KVA | 889
14828 | Damoh | Damoh South | Tejgarh | IMALIAGHAT | 11 KV TORI DL | Kalapani | SAMSAN KE PASS | 25 KVA | 869
14829 | Damoh | Damoh South | Tejgarh | IMALIAGHAT | 11 KV TORI DL | Kalapani | MAIN BASTI KE PASS | 25 KVA | 863
14830 | Damoh | Damoh South | Tejgarh | IMALIAGHAT | 11 KV TORI DL | Kalapani | BASTI W/W | 25 KVA | 845
14831 | Damoh | Damoh South | Tejgarh | IMALIAGHAT | 11 KV TORI DL | Kankar | BASTI DAMOH ROAD | 63 KVA | 837
14832 | Damoh | Damoh South | Tejgarh | IMALIAGHAT | 11 KV TORI DL | Kalapani | NALA KE PASS | 25 KVA | 829
14833 | Damoh | Damoh South | Tejgarh | IMALIAGHAT | 11 KV TORI DL | Kalapani | KANKAR DAMOH ROAD KE PASS | 25 KVA | 826
14834 | Damoh | Damoh South | Tejgarh | IMALIAGHAT | 11 KV TORI DL | Kalapani | KANKAR HAR | 25 KVA | 810
14835 | Damoh | Damoh South | Tejgarh | IMALIAGHAT | 11 KV TORI DL | Jamuniya | KANKAR BASTI KE PASS | 25 KVA | 802
14836 | Damoh | Damoh South | Tejgarh | IMALIAGHAT | 11 KV TORI DL | Sagoni Khurd | SAGONI BASTI KE PASS | 25 KVA | 1294
14837 | Damoh | Damoh South | Tejgarh | IMALIAGHAT | 11 KV TORI DL | Salaiya Hatri | SOGONI KALA MOHALLA | 25 KVA | 1302
14838 | Damoh | Damoh South | Tejgarh | IMALIAGHAT | 11 KV TORI DL | Sagoni Khurd | TORI HAR ME | 25 KVA | 1304
14839 | Damoh | Damoh South | Tejgarh | IMALIAGHAT | 11 KV TORI DL | Kankar | HAR WALA TORI | 100 KVA | 1309
14840 | Damoh | Damoh South | Tejgarh | IMALIAGHAT | 11 KV TORI DL | Kankar | UOMERGHAT BASTI | 25 KVA | 1316
14841 | Damoh | Damoh South | Tejgarh | IMALIAGHAT | 11 KV TORI DL | Salaiya Hatri | DHURWA TOLA BASTI | 63 KVA | 1320
14842 | Damoh | Damoh South | Tejgarh | IMALIAGHAT | 11 KV TORI DL | Salaiya Hatri | SAGONI ROAD KE PASS | 25 KVA | 1327
14843 | Damoh | Damoh South | Tejgarh | IMALIAGHAT | 11 KV TORI DL | Sagoni Khurd | TORI KACHBARA KE PASS | 25 KVA | 1337
14844 | Damoh | Damoh South | Tejgarh | IMALIAGHAT | 11 KV TORI DL | Sagoni Khurd | TORI CHAKWARA KE PASS | 25 KVA | 1340
14845 | Damoh | Damoh South | Tejgarh | IMALIAGHAT | 11 KV TORI DL | Salaiya Hatri | TORIYA KE PASS | 25 KVA | 1343
14846 | Damoh | Damoh South | Tejgarh | IMALIAGHAT | 11 KV TORI DL | Salaiya Hatri | TORIYA DAMOH ROAD | 25 KVA | 1349
14847 | Damoh | Damoh South | Tejgarh | IMALIAGHAT | 11 KV TORI DL | Kankar | SAMSAN KE PASS | 25 KVA | 1356
14848 | Damoh | Damoh South | Tejgarh | IMALIAGHAT | 11 KV TORI AG | Sagoni Khurd | TALAB KE PASS TORI | 100 KVA | 2125
14849 | Damoh | Damoh South | Tejgarh | IMALIAGHAT | 11 KV TORI AG | Sagoni Khurd | TORI BASTI KE PASS | 25 KVA | 2122
14850 | Damoh | Damoh South | Tejgarh | IMALIAGHAT | 11 KV TORI AG | Sagoni Khurd | NALA KE PASS TORI HAR | 25 KVA | 2115
14851 | Damoh | Damoh South | Tejgarh | IMALIAGHAT | 11 KV TORI AG | Salaiya Hatri | TORI KACHWARA HAR | 25 KVA | 2111
14852 | Damoh | Damoh South | Tejgarh | IMALIAGHAT | 11 KV TORI AG | Salaiya Hatri | TORI KACHWARA HAR | 25 KVA | 2109
14853 | Damoh | Damoh South | Tejgarh | IMALIAGHAT | 11 KV TORI AG | Salaiya Hatri | AAM KE PED KE AAGE TORI | 25 KVA | 2108
14854 | Damoh | Damoh South | Tejgarh | IMALIAGHAT | 11 KV TORI AG | Salaiya Hatri | AAM KE PED KE PASS | 100 KVA | 2107
14855 | Damoh | Damoh South | Tejgarh | IMALIAGHAT | 11 KV TORI AG | Salaiya Hatri | KACHWARA KE PASS | 25 KVA | 2103
14856 | Damoh | Damoh South | Tejgarh | IMALIAGHAT | 11 KV TORI AG | Salaiya Hatri | TORI KACHBARA KE PASS | 25 KVA | 2101
14857 | Damoh | Damoh South | Tejgarh | IMALIAGHAT | 11 KV TORI AG | Sagoni Khurd | KLACHWARA HAR | 25 KVA | 2098
14858 | Damoh | Damoh South | Tejgarh | IMALIAGHAT | 11 KV TORI AG | Sagoni Khurd | KACHWARA HAR | 100 KVA | 2091
14859 | Damoh | Damoh South | Tejgarh | IMALIAGHAT | 11 KV TORI AG | Salaiya Hatri | KACHI PATEL KE PASS TORI | 25 KVA | 2085
14860 | Damoh | Damoh South | Tejgarh | IMALIAGHAT | 11 KV TORI AG | Sagoni Khurd | TORI HAR KE PASS | 25 KVA | 2079
14861 | Damoh | Damoh South | Tejgarh | IMALIAGHAT | 11 KV TORI AG | Sagoni Khurd | TORI SAGONI ROAD KE PASS | 25 KVA | 2077
14862 | Damoh | Damoh South | Tejgarh | IMALIAGHAT | 11 KV TORI AG | Sagoni Khurd | PUL KE PASS | 25 KVA | 2071
14863 | Damoh | Damoh South | Tejgarh | IMALIAGHAT | 11 KV TORI AG | Sagoni Khurd | SAGONI KALA KE PASS | 63 KVA | 2066
14864 | Damoh | Damoh South | Tejgarh | IMALIAGHAT | 11 KV TORI AG | Sagoni Khurd | TORI HAR ME | 25 KVA | 2067
14865 | Damoh | Damoh South | Tejgarh | IMALIAGHAT | 11 KV TORI AG | Sagoni Khurd | SAGONI KHURD KE HAR ME | 25 KVA | 2054
14866 | Damoh | Damoh South | Tejgarh | IMALIAGHAT | 11 KV TORI AG | Sagoni Khurd | BASTI KE PASS DRUWA TOLA | 25 KVA | 2044
14867 | Damoh | Damoh South | Tejgarh | IMALIAGHAT | 11 KV TORI AG | Sagoni Khurd | HAR WALA DTR | 25 KVA | 2040
14868 | Damoh | Damoh South | Tejgarh | IMALIAGHAT | 11 KV TORI AG | Sagoni Khurd | TORI HAR ME | 25 KVA | 2030
14869 | Damoh | Damoh South | Tejgarh | IMALIAGHAT | 11 KV TORI AG | Sagoni Khurd | TORI KE HAR ME | 25 KVA | 2015
14870 | Damoh | Damoh South | Tejgarh | IMALIAGHAT | 11 KV TORI AG | Sagoni Khurd | AAM KE PAD KE PASS TORI | 25 KVA | 2006
14871 | Damoh | Damoh South | Tejgarh | IMALIAGHAT | 11 KV TORI AG | Sagoni Khurd | CALONI KE PASS | 100 KVA | 1997
14872 | Damoh | Damoh South | Tejgarh | IMALIAGHAT | 11 KV TORI AG | Kankar | NADHI KE PASS | 25 KVA | 1985
14873 | Damoh | Damoh South | Tejgarh | IMALIAGHAT | 11 KV TORI AG | Kankar | NADHI KE PASS | 25 KVA | 1981
14874 | Damoh | Damoh South | Tejgarh | IMALIAGHAT | 11 KV TORI AG | Kankar | RAGEDA HAR ME | 25 KVA | 1979
14875 | Damoh | Damoh South | Tejgarh | IMALIAGHAT | 11 KV TORI AG | Kankar | NADHI RAOD KE PASS | 25 KVA | 1974
14876 | Damoh | Damoh South | Tejgarh | IMALIAGHAT | 11 KV TORI AG | Sagoni Khurd | MUNNI JAIN KE KHET ME | 25 KVA | 1967
14877 | Damoh | Damoh South | Tejgarh | IMALIAGHAT | 11 KV TORI AG | Kankar | PANCHAM KE KHET ME | 25 KVA | 1959
14878 | Damoh | Damoh South | Tejgarh | IMALIAGHAT | 11 KV TORI AG | Kankar | TEJI KE KHET ME | 25 KVA | 1955
14879 | Damoh | Damoh South | Tejgarh | IMALIAGHAT | 11 KV TORI AG | Kankar | DAYASANKAR KHET ME | 25 KVA | 1952
14880 | Damoh | Damoh South | Tejgarh | IMALIAGHAT | 11 KV TORI AG | Kankar | TORI JAMADAR HAR ME | 25 KVA | 1941
14881 | Damoh | Damoh South | Tejgarh | IMALIAGHAT | 11 KV TORI AG | Kankar | SEETARAM KE KHET ME | 25 KVA | 1937
14882 | Damoh | Damoh South | Tejgarh | IMALIAGHAT | 11 KV TORI AG | Kankar | KHARE KE KHET ME | 25 KVA | 1930
14883 | Damoh | Damoh South | Tejgarh | IMALIAGHAT | 11 KV TORI AG | Kankar | DEVRI JAMADAR BASTI KE PASS | 25 KVA | 1926
14884 | Damoh | Damoh South | Tejgarh | IMALIAGHAT | 11 KV TORI AG | Kankar | KHARE KE KHET ME | 25 KVA | 1915
14885 | Damoh | Damoh South | Tejgarh | IMALIAGHAT | 11 KV TORI AG | Kankar | KUAA KE PASS WALA | 25 KVA | 1903
14886 | Damoh | Damoh South | Tejgarh | IMALIAGHAT | 11 KV TORI AG | Kankar | MAHAAKHEDA KE HAR ME | 25 KVA | 1899
14887 | Damoh | Damoh South | Tejgarh | IMALIAGHAT | 11 KV TORI AG | Kankar | MAHUAAKHEDA HAR | 25 KVA | 1896
14888 | Damoh | Damoh South | Tejgarh | IMALIAGHAT | 11 KV TORI AG | Kankar | MAHUAAKHEDA HAR | 25 KVA | 1894
14889 | Damoh | Damoh South | Tejgarh | IMALIAGHAT | 11 KV TORI AG | Salaiya Hatri | MADIR KE AAGE DTR | 63 KVA | 1872
14890 | Damoh | Damoh South | Tejgarh | IMALIAGHAT | 11 KV TORI AG | Kankar | KANKAR HAR ME | 25 KVA | 1862
14891 | Damoh | Damoh South | Tejgarh | IMALIAGHAT | 11 KV TORI AG | Jamuniya | IMALIYAGHAT HAR | 25 KVA | 1832
14892 | Damoh | Damoh South | Tejgarh | IMALIAGHAT | 11 KV TORI AG | Jamuniya | IMALIYAGHAT HAR | 25 KVA | 1826
14893 | Damoh | Damoh South | Tejgarh | IMALIAGHAT | 11 KV TORI AG | Salaiya Hatri | BASTI KE PASS SALIYA HATRI | 25 KVA | 2136
14894 | Damoh | Damoh South | Tejgarh | IMALIAGHAT | 11 KV TORI AG | Kankar | NARWA KE PASS | 25 KVA | 2131
14895 | Damoh | Damoh South | Tejgarh | IMALIAGHAT | 11 KV TORI AG | Imaliya Ghat | PEPAL KE PED KE PASS | 25 KVA | 1812
14896 | Damoh | Damoh South | Tejgarh | IMALIAGHAT | 11 KV TORI AG | Imaliya Ghat | PEPPAL KE PED KE PASS | 100 KVA | 1811
14897 | Damoh | Damoh South | Taradehi | JHALON | 11 KV DHANETA DL | Sarra | BUS STEND SARRA | 25 KVA | 1799
14898 | Damoh | Damoh South | Taradehi | JHALON | 11 KV DHANETA DL | Sarsela Ryt | JIO TABAR SARRA | 25 KVA | 1798
14899 | Damoh | Damoh South | Taradehi | JHALON | 11 KV DHANETA DL | Sarra | SCHOOL KE PASS SARRA BASTI | 25 KVA | 1791
14900 | Damoh | Damoh South | Taradehi | JHALON | 11 KV DHANETA DL | Deori Shankar | CHHATRA BAS SARRA | 25 KVA | 1786
14901 | Damoh | Damoh South | Taradehi | JHALON | 11 KV DHANETA DL | Deori Shankar | SARRA BASTI | 63 KVA | 1784
14902 | Damoh | Damoh South | Taradehi | JHALON | 11 KV DHANETA DL | Deori Shankar | BHESA BASTI SCHOOL KE PASS | 25 KVA | 1780
14903 | Damoh | Damoh South | Taradehi | JHALON | 11 KV DHANETA DL | Deori Shankar | KIRSHN KUMAR PUMP SARRA | 25 KVA | 1774
14904 | Damoh | Damoh South | Taradehi | JHALON | 11 KV DHANETA DL | Umariya Ryt | JINNU JAINEN SARRA PUMP | 25 KVA | 1768
14905 | Damoh | Damoh South | Taradehi | JHALON | 11 KV DHANETA DL | Umariya Ryt | MASAB BHESA PUMP | 25 KVA | 1769
14906 | Damoh | Damoh South | Taradehi | JHALON | 11 KV DHANETA DL | Deori Shankar | DURGA JAINE DEVRI KHEDA PUMP | 63 KVA | 1766
14907 | Damoh | Damoh South | Taradehi | JHALON | 11 KV DHANETA DL | Deori Shankar | TEEKARAM MURLIDHAR SARRA PUMP | 25 KVA | 1751
14908 | Damoh | Damoh South | Taradehi | JHALON | 11 KV DHANETA DL | Deori Shankar | DHOKAL GOUND BHESA PUMP | 25 KVA | 1747
14909 | Damoh | Damoh South | Taradehi | JHALON | 11 KV DHANETA DL | Deori Shankar | SONE SINGH GOUND BHESA PUMP | 25 KVA | 1746
14910 | Damoh | Damoh South | Taradehi | JHALON | 11 KV DHANETA DL | Deori Shankar | SEETARAM PUMP SARRA | 25 KVA | 1738
14911 | Damoh | Damoh South | Taradehi | JHALON | 11 KV DHANETA DL | Deori Shankar | PARSOTAM PUMP SARA | 25 KVA | 1736
14912 | Damoh | Damoh South | Taradehi | JHALON | 11 KV DHANETA DL | Deori Shankar | KARTA BARE WALE SARRA PUMP | 25 KVA | 1734
14913 | Damoh | Damoh South | Taradehi | JHALON | 11 KV DHANETA DL | Deori Shankar | TEEKARAM PUMP SARRA | 25 KVA | 1729
14914 | Damoh | Damoh South | Taradehi | JHALON | 11 KV DHANETA DL | Deori Shankar | SARRA MOTO PUMP | 63 KVA | 1724
14915 | Damoh | Damoh South | Taradehi | JHALON | 11 KV DHANETA DL | Deori Shankar | SARRA BASTI BHOOPAT DEVI | 63 KVA | 1700
14916 | Damoh | Damoh South | Taradehi | JHALON | 11 KV DHANETA DL | Sarsela Ryt | MADO BASTI | 63 KVA | 1696
14917 | Damoh | Damoh South | Taradehi | JHALON | 11 KV DHANETA DL | Sarsela Ryt | BABLOO PATEL MADO HAR PUMP | 25 KVA | 1686
14918 | Damoh | Damoh South | Taradehi | JHALON | 11 KV DHANETA DL | Deori Shankar | NAYA GAV PUMP BABLU | 25 KVA | 1679
14919 | Damoh | Damoh South | Taradehi | JHALON | 11 KV DHANETA DL | Deori Shankar | NAYA GAOV BASTI | 25 KVA | 1671
14920 | Damoh | Damoh South | Taradehi | JHALON | 11 KV DHANETA DL | Deori Shankar | SARSELA SCHOOL KE PASH BASTI | 25 KVA | 1662
14921 | Damoh | Damoh South | Taradehi | JHALON | 11 KV DHANETA DL | Deori Shankar | MANAK PUMP | 25 KVA | 1661
14922 | Damoh | Damoh South | Taradehi | JHALON | 11 KV DHANETA DL | Deori Shankar | MUNNA SARRA PUMP SARSELA | 25 KVA | 1654
14923 | Damoh | Damoh South | Taradehi | JHALON | 11 KV DHANETA DL | Deori Shankar | POONA BAI SARSELA PUMP | 25 KVA | 1647
14924 | Damoh | Damoh South | Taradehi | JHALON | 11 KV DHANETA DL | Deori Shankar | NIJAM GOUND SARSELA PUMP | 25 KVA | 1646
14925 | Damoh | Damoh South | Taradehi | JHALON | 11 KV DHANETA DL | Deori Shankar | SARSELA BASTI GAV | 100 KVA | 1639
14926 | Damoh | Damoh South | Taradehi | JHALON | 11 KV DHANETA DL | Deori Shankar | BORIYA BASTI | 63 KVA | 1623
14927 | Damoh | Damoh South | Taradehi | JHALON | 11 KV DHANETA DL | Deori Shankar | BORIYA BASTI VAN CHOKY KE PASS | 25 KVA | 1616
14928 | Damoh | Damoh South | Taradehi | JHALON | 11 KV DHANETA DL | Boria | SANAI BASTI | 25 KVA | 1603
14929 | Damoh | Damoh South | Taradehi | JHALON | 11 KV DHANETA DL | Deori Shankar | DEVRI KHEDA BASTI SCHOOL KE PASS | 25 KVA | 1593
14930 | Damoh | Damoh South | Taradehi | JHALON | 11 KV DHANETA DL | Deori Shankar | DEVRI KHEDA BASTI GAV | 25 KVA | 1589
14931 | Damoh | Damoh South | Taradehi | JHALON | 11 KV DHANETA DL | Deori Shankar | DEVRI SHANKAR BASTI | 25 KVA | 1584
14932 | Damoh | Damoh South | Taradehi | JHALON | 11 KV DHANETA DL | Kudpura | RAJAK MUHALLA KUDPURA | 25 KVA | 1558
14933 | Damoh | Damoh South | Taradehi | JHALON | 11 KV DHANETA DL | Kudpura | KUDPURA W/W COLONY | 25 KVA | 1560
14934 | Damoh | Damoh South | Taradehi | JHALON | 11 KV DHANETA DL | Kudpura | PURANA W/W KUDPURA | 25 KVA | 1551
14935 | Damoh | Damoh South | Taradehi | JHALON | 11 KV DHANETA DL | Kudpura | AIRTEL TOWER KUDPURA | 25 KVA | 1552
14936 | Damoh | Damoh South | Taradehi | JHALON | 11 KV DHANETA DL | Kudpura | CHAKKI BASTI WALA | 100 KVA | 1547
14937 | Damoh | Damoh South | Taradehi | JHALON | 11 KV DHANETA DL | Kudpura | ADIWASI MUHALLA KUDPURA | 25 KVA | 1541
14938 | Damoh | Damoh South | Taradehi | JHALON | 11 KV DHANETA DL | Foolar | FULAR COLONY | 25 KVA | 1516
14939 | Damoh | Damoh South | Taradehi | JHALON | 11 KV DHANETA DL | Foolar | FULAR BASTI | 63 KVA | 1513
14940 | Damoh | Damoh South | Taradehi | JHALON | 11 KV DHANETA DL | Foolar | RAMNAGAR BASTI | 25 KVA | 1510
14941 | Damoh | Damoh South | Taradehi | JHALON | 11 KV DHANETA DL | Kudpura | CHINTAMAN GOUND AG | 25 KVA | 1504
14942 | Damoh | Damoh South | Taradehi | JHALON | 11 KV DHANETA DL | Foolar | MEGHRAJ SINGH FULAR AG | 63 KVA | 1493
14943 | Damoh | Damoh South | Taradehi | JHALON | 11 KV DHANETA DL | Foolar | NAYAKHEDA BASTI | 100 KVA | 1489
14944 | Damoh | Damoh South | Taradehi | JHALON | 11 KV DHANETA DL | Bisna Khedi | HARIJAN PUMP KUNAKHEDI | 25 KVA | 1475
14945 | Damoh | Damoh South | Taradehi | JHALON | 11 KV DHANETA DL | Bisna Khedi | KHUANKHEDI HAAR | 25 KVA | 1464
14946 | Damoh | Damoh South | Taradehi | JHALON | 11 KV DHANETA DL | Bisna Khedi | KUANKHEDI HAAR | 100 KVA | 1445
14947 | Damoh | Damoh South | Taradehi | JHALON | 11 KV DHANETA DL | Dhana | DHANA HAAR 2 | 25 KVA | 1438
14948 | Damoh | Damoh South | Taradehi | JHALON | 11 KV DHANETA DL | Dhana | DHANA HAAR | 25 KVA | 1436
14949 | Damoh | Damoh South | Taradehi | JHALON | 11 KV DHANETA DL | Dhana | DHANA BASTI 2 | 25 KVA | 1430
14950 | Damoh | Damoh South | Taradehi | JHALON | 11 KV DHANETA DL | Dhana | DHANA BASTI | 63 KVA | 1425
14951 | Damoh | Damoh South | Taradehi | JHALON | 11 KV DHANETA DL | Dhana | CHAMAR DHANA BASTI | 25 KVA | 1411
14952 | Damoh | Damoh South | Taradehi | JHALON | 11 KV DHANETA DL | Foolar | PARAV HAAR BASTI | 25 KVA | 1399
14953 | Damoh | Damoh South | Taradehi | JHALON | 11 KV DHANETA DL | Sasna Kalan | JEERA BAI SASNA | 25 KVA | 1387
14954 | Damoh | Damoh South | Taradehi | JHALON | 11 KV DHANETA DL | Sasna Kalan | PARAV HAAR SASNA | 200 KVA | 1376
14955 | Damoh | Damoh South | Taradehi | JHALON | 11 KV DHANETA DL | Foolar | PARAM CHAKKI | 25 KVA | 1359
14956 | Damoh | Damoh South | Taradehi | JHALON | 11 KV DHANETA DL | Foolar | KHEMCHAND BASTI WALA | 25 KVA | 1357
14957 | Damoh | Damoh South | Taradehi | JHALON | 11 KV DHANETA DL | Foolar | KOTWAR MUHALLA COLONY | 25 KVA | 1352
14958 | Damoh | Damoh South | Taradehi | JHALON | 11 KV DHANETA DL | Sasna Kalan | BUS STAND SASNA | 25 KVA | 1341
14959 | Damoh | Damoh South | Taradehi | JHALON | 11 KV DHANETA DL | Sasna Kalan | BUS STAND SASNA 2 | 25 KVA | 1343
14960 | Damoh | Damoh South | Taradehi | JHALON | 11 KV DHANETA DL | Sasna Kalan | SASNAKHURD COLONY | 25 KVA | 1334
14961 | Damoh | Damoh South | Taradehi | JHALON | 11 KV DHANETA DL | Sasna Kalan | SASNAKHURD BASTI | 25 KVA | 1327
14962 | Damoh | Damoh South | Taradehi | JHALON | 11 KV DHANETA DL | Bisna Khedi | BISNAKHEDI BASTI | 63 KVA | 1321
14963 | Damoh | Damoh South | Taradehi | JHALON | 11 KV DHANETA DL | Bisna Khedi | BISNAKHEDI COLONY | 100 KVA | 1319
14964 | Damoh | Damoh South | Taradehi | JHALON | 11 KV DHANETA DL | Bisna Khedi | KHER MAAI W/W BISNAKHEDI | 25 KVA | 1307
14965 | Damoh | Damoh South | Taradehi | JHALON | 11 KV DHANETA DL | Bisna Khedi | BANNA MUHALLA BISNAKHEDI | 25 KVA | 1301
14966 | Damoh | Damoh South | Taradehi | JHALON | 11 KV DHANETA DL | Sasna Kalan | BANNA MUHALLA SASNA | 25 KVA | 1285
14967 | Damoh | Damoh South | Taradehi | JHALON | 11 KV DHANETA DL | Sasna Kalan | SASNA KALAN BASTI | 25 KVA | 1282
14968 | Damoh | Damoh South | Taradehi | JHALON | 11 KV DHANETA DL | Sasna Khurd | REALIANCE TOWER SASNA | 25 KVA | 1273
14969 | Damoh | Damoh South | Taradehi | JHALON | 11 KV DHANETA DL | Sasna Khurd | HANUMAAN MANDIR SASNA | 25 KVA | 1269
14970 | Damoh | Damoh South | Taradehi | JHALON | 11 KV DHANETA DL | Sasna Kalan | SASNA W/W | 25 KVA | 1258
14971 | Damoh | Damoh South | Taradehi | JHALON | 11 KV DHANETA DL | Dhaneta Mal | DHANETA COLONY | 25 KVA | 1221
14972 | Damoh | Damoh South | Taradehi | JHALON | 11 KV DHANETA DL | Dhaneta Mal | MASJID BASTI DHANETA | 25 KVA | 1214
14973 | Damoh | Damoh South | Taradehi | JHALON | 11 KV DHANETA DL | Dhaneta Mal | BEHAR BASTI DHANETA | 100 KVA | 1209
14974 | Damoh | Damoh South | Taradehi | JHALON | 11 KV DHANETA DL | Hardua | HARIJAN BASTI HARDUA MAAL | 25 KVA | 1208
14975 | Damoh | Damoh South | Taradehi | JHALON | 11 KV DHANETA DL | Sehri | KHER MAAI WALA | 63 KVA | 1198
14976 | Damoh | Damoh South | Taradehi | JHALON | 11 KV DHANETA DL | Dhaneta Mal | DHANETA BHAI JAAN WALA | 100 KVA | 1195
14977 | Damoh | Damoh South | Taradehi | JHALON | 11 KV DHANETA DL | Hardua | YADAV MUHALLA HARDUA MAL | 25 KVA | 1190
14978 | Damoh | Damoh South | Taradehi | JHALON | 11 KV DHANETA DL | Foolar | KAMTA HAAR TAPARIYA | 25 KVA | 1168
14979 | Damoh | Damoh South | Taradehi | JHALON | 11 KV DHANETA DL | Foolar | KAMTA HAAR | 25 KVA | 1161
14980 | Damoh | Damoh South | Taradehi | JHALON | 11 KV DHANETA DL | Umariya Ryt | UMARIYA PUMP | 63 KVA | 1153
14981 | Damoh | Damoh South | Taradehi | JHALON | 11 KV DHANETA DL | Umariya Ryt | UMARIYA BASTI 2 | 25 KVA | 1147
14982 | Damoh | Damoh South | Taradehi | JHALON | 11 KV DHANETA DL | Umariya Ryt | UMARIYA BASTI | 25 KVA | 1145
14983 | Damoh | Damoh South | Taradehi | JHALON | 11 KV DHANETA DL | Umariya Ryt | UMARIYA BASTI 3 | 25 KVA | 1142
14984 | Damoh | Damoh South | Taradehi | JHALON | 11 KV DHANETA DL | Oria Mal | ORIYA MAL BASTI | 63 KVA | 1136
14985 | Damoh | Damoh South | Taradehi | JHALON | 11 KV DHANETA DL | Sehri | TAPARIYA WALA | 25 KVA | 1125
14986 | Damoh | Damoh South | Taradehi | JHALON | 11 KV DHANETA DL | Dhaneta Mal | DHANETA KUTI HAR | 63 KVA | 1113
14987 | Damoh | Damoh South | Taradehi | JHALON | 11 KV JHALON DL | Jhalon | BASANTI WALA | 25 KVA | 1012
14988 | Damoh | Damoh South | Taradehi | JHALON | 11 KV JHALON DL | Jhalon | PETROL PUMP JHALON | 25 KVA | 1008
14989 | Damoh | Damoh South | Taradehi | JHALON | 11 KV JHALON DL | Jhalon | ADIVASHI MUHALLA JHALON | 25 KVA | 1000
14990 | Damoh | Damoh South | Taradehi | JHALON | 11 KV JHALON DL | Jhalon | CHOUDHRY MUHALLA JHALON | 25 KVA | 998
14991 | Damoh | Damoh South | Taradehi | JHALON | 11 KV JHALON DL | Jhalon | NEAR BY BAINK JHALON | 63 KVA | 994
14992 | Damoh | Damoh South | Taradehi | JHALON | 11 KV JHALON DL | Jhalon | CHAKKI JHALON BASTI | 100 KVA | 991
14993 | Damoh | Damoh South | Taradehi | JHALON | 11 KV JHALON DL | Jhalon | HOSPITAL KE PEECHE JHALON | 25 KVA | 989
14994 | Damoh | Damoh South | Taradehi | JHALON | 11 KV JHALON DL | Jhalon | IDIA TOWER JHALON | 25 KVA | 987
14995 | Damoh | Damoh South | Taradehi | JHALON | 11 KV JHALON DL | Jhalon | NEW COLONY JHALON | 25 KVA | 980
14996 | Damoh | Damoh South | Taradehi | JHALON | 11 KV JHALON DL | NO VILLAGE FOUND | DTR NOT TAGGED | 25 KVA | 976
14997 | Damoh | Damoh South | Taradehi | JHALON | 11 KV JHALON DL | Jhalon | RAJENDRA SETH JHALON | 25 KVA | 974
14998 | Damoh | Damoh South | Taradehi | JHALON | 11 KV JHALON DL | Jhalon | DHANETA ROAD JHALON | 25 KVA | 972
14999 | Damoh | Damoh South | Taradehi | JHALON | 11 KV JHALON DL | Jhalon | SAGAR ROAD JHALON | 63 KVA | 967
15000 | Damoh | Damoh South | Taradehi | JHALON | 11 KV JHALON DL | Jhalon | NEAR BY SUBSTATION JHALON | 25 KVA | 964
15001 | Damoh | Damoh South | Taradehi | JHALON | 11 KV JHALON DL | Jhalon | HIGH SCHOOL JHALON | 25 KVA | 1018
15002 | Damoh | Damoh South | Taradehi | JHALON | 11 KV JHALON DL | Jhalon | PURA ROAD JHALON | 25 KVA | 1023
15003 | Damoh | Damoh South | Taradehi | JHALON | 11 KV JHALON DL | Jhalon | SHIV MANDIR JHALON | 25 KVA | 1025
15004 | Damoh | Damoh South | Taradehi | JHALON | 11 KV MAGDUPURA AG | Sehri | SATTU ADIWASI SEHRI | 25 KVA | 1205
15005 | Damoh | Damoh South | Taradehi | JHALON | 11 KV MAGDUPURA AG | NO VILLAGE FOUND | DTR NOT TAGGED | 25 KVA | 1199
15006 | Damoh | Damoh South | Taradehi | JHALON | 11 KV MAGDUPURA AG | Sehri | PANDEY WALA SEHRI | 100 KVA | 1187
15007 | Damoh | Damoh South | Taradehi | JHALON | 11 KV MAGDUPURA AG | NO VILLAGE FOUND | DTR NOT TAGGED | 25 KVA | 1178
15008 | Damoh | Damoh South | Taradehi | JHALON | 11 KV MAGDUPURA AG | Magdupura | SARPANCH WALA MAGDUPURA | 100 KVA | 1159
15009 | Damoh | Damoh South | Taradehi | JHALON | 11 KV MAGDUPURA AG | Anchalpura | NADIYA GHAT ANCHALPURA | 63 KVA | 1148
15010 | Damoh | Damoh South | Taradehi | JHALON | 11 KV MAGDUPURA AG | Anchalpura | HARIRAM CHOUDRY ANCHALPURA | 25 KVA | 1139
15011 | Damoh | Damoh South | Taradehi | JHALON | 11 KV MAGDUPURA AG | NO VILLAGE FOUND | DTR NOT TAGGED | 25 KVA | 1127
15012 | Damoh | Damoh South | Taradehi | JHALON | 11 KV MAGDUPURA AG | Magdupura | ANADI PATEL AG | 25 KVA | 1119
15013 | Damoh | Damoh South | Taradehi | JHALON | 11 KV MAGDUPURA AG | Magdupura | SHIVHCHARAN SAHU AG | 25 KVA | 1114
15014 | Damoh | Damoh South | Taradehi | JHALON | 11 KV MAGDUPURA AG | Magdupura | W/W MAGDUPURA | 100 KVA | 1100
15015 | Damoh | Damoh South | Taradehi | JHALON | 11 KV MAGDUPURA AG | Jhalon | NARAYAN ADIWASI JHALON | 25 KVA | 1077
15016 | Damoh | Damoh South | Taradehi | JHALON | 11 KV MAGDUPURA AG | Bansapura | BANSAPURA PUMP | 100 KVA | 1073
15017 | Damoh | Damoh South | Taradehi | JHALON | 11 KV MAGDUPURA AG | Sehri | NADIYA SEHRI AG | 63 KVA | 1219
15018 | Damoh | Damoh South | Tejgarh | JHALON | 11 KV PURA DL | Laklaka | TOWER KE PASS | 25 KVA | 3296
15019 | Damoh | Damoh South | Tejgarh | JHALON | 11 KV PURA DL | Laklaka | MAIN BASTI KE PASS | 25 KVA | 3297
15020 | Damoh | Damoh South | Tejgarh | JHALON | 11 KV PURA DL | Laklaka | IMALIYAGAHT ROAD KE PASS | 25 KVA | 3290
15021 | Damoh | Damoh South | Tejgarh | JHALON | 11 KV PURA DL | Laklaka | ROAD KE PASS AAM KE PED KE PASS | 25 KVA | 3288
15022 | Damoh | Damoh South | Tejgarh | JHALON | 11 KV PURA DL | Laklaka | TAPARIYA MOHALLA | 25 KVA | 3286
15023 | Damoh | Damoh South | Tejgarh | JHALON | 11 KV PURA DL | Laklaka | TALAB KE PASS | 25 KVA | 3274
15024 | Damoh | Damoh South | Tejgarh | JHALON | 11 KV PURA DL | Laklaka | TALAB KE PASS | 25 KVA | 3272
15025 | Damoh | Damoh South | Tejgarh | JHALON | 11 KV PURA DL | Laklaka | TALAB KE PASS | 25 KVA | 3270
15026 | Damoh | Damoh South | Tejgarh | JHALON | 11 KV PURA DL | Laklaka | CHATRAWASH KE PASS | 25 KVA | 3266
15027 | Damoh | Damoh South | Tejgarh | JHALON | 11 KV PURA DL | Laklaka | MAIN BASTI KE PASS | 100 KVA | 3263
15028 | Damoh | Damoh South | Tejgarh | JHALON | 11 KV PURA DL | Laklaka | SCHOOL KE PASS | 25 KVA | 3239
15029 | Damoh | Damoh South | Tejgarh | JHALON | 11 KV PURA DL | Laklaka | HIGH SCHOOL KE PASS | 25 KVA | 3237
15030 | Damoh | Damoh South | Tejgarh | JHALON | 11 KV PURA DL | Laklaka | RAM SINGH KI BARI KE PASS | 25 KVA | 3224
15031 | Damoh | Damoh South | Tejgarh | JHALON | 11 KV PURA DL | Laklaka | MOHAN KE GHAR PASS | 25 KVA | 3222
15032 | Damoh | Damoh South | Tejgarh | JHALON | 11 KV PURA DL | Laklaka | BASTI KE PASS | 100 KVA | 3220
15033 | Damoh | Damoh South | Tejgarh | JHALON | 11 KV PURA DL | Duhli | TALAB KE PASS | 25 KVA | 3200
15034 | Damoh | Damoh South | Tejgarh | JHALON | 11 KV PURA DL | Duhli | BASTI KE PASS | 25 KVA | 3196
15035 | Damoh | Damoh South | Tejgarh | JHALON | 11 KV PURA DL | Duhli | TORIYA KE PASS | 100 KVA | 3193
15036 | Damoh | Damoh South | Tejgarh | JHALON | 11 KV PURA DL | Duhli | PANCHAYAT KE PASS | 25 KVA | 3190
15037 | Damoh | Damoh South | Tejgarh | JHALON | 11 KV PURA DL | Duhli | DUWAN KE BARI ME | 25 KVA | 3178
15038 | Damoh | Damoh South | Tejgarh | JHALON | 11 KV PURA DL | Duhli | PURA BASTI KE PASS | 63 KVA | 3176
15039 | Damoh | Damoh South | Tejgarh | JHALON | 11 KV PURA DL | Pura Karondi | MANDIR KE PASS PURA | 100 KVA | 3173
15040 | Damoh | Damoh South | Tejgarh | JHALON | 11 KV PURA DL | Duhli | BABU JI KE GHAR PASS | 25 KVA | 3168
15041 | Damoh | Damoh South | Tejgarh | JHALON | 11 KV PURA DL | Duhli | TALAB KE PASS PURA BASTI | 100 KVA | 3167
15042 | Damoh | Damoh South | Tejgarh | JHALON | 11 KV PURA DL | Duhli | PURA W/W NADHI KE PASS | 25 KVA | 3166
15043 | Damoh | Damoh South | Tejgarh | JHALON | 11 KV PURA DL | Laklaka | NADHI KE RASTA KE PASS | 25 KVA | 3298
15044 | Damoh | Damoh South | Tejgarh | JHALON | 11 KV PURA DL | Duhli | TALAB KE PASS PURA | 25 KVA | 3139
15045 | Damoh | Damoh South | Tejgarh | JHALON | 11 KV PURA DL | Duhli | BUS STEND KE PASS JHALON ROAD | 25 KVA | 3135
15046 | Damoh | Damoh South | Tejgarh | JHALON | 11 KV PURA DL | Duhli | THAKUR MOHALLA KE PASS | 25 KVA | 3134
15047 | Damoh | Damoh South | Tejgarh | JHALON | 11 KV PURA DL | Duhli | PANCHAYAT KE PASS | 25 KVA | 3126
15048 | Damoh | Damoh South | Tejgarh | JHALON | 11 KV PURA DL | Pura Karondi | HARI JAN MOHALLA PURA | 25 KVA | 3103
15049 | Damoh | Damoh South | Tejgarh | JHALON | 11 KV PURA DL | Soora Dehi | NADHI KE PASS | 25 KVA | 3063
15050 | Damoh | Damoh South | Tejgarh | JHALON | 11 KV PURA DL | Jhapan | NADH KE PASS W/W | 25 KVA | 3057
15051 | Damoh | Damoh South | Tejgarh | JHALON | 11 KV PURA DL | Laklaka | PANI KI TANKI PASS | 25 KVA | 3305
15052 | Damoh | Damoh South | Tejgarh | JHALON | 11 KV PURA DL | Laklaka | BASTI ROAD KE PASS | 25 KVA | 3309
15053 | Damoh | Damoh South | Tejgarh | JHALON | 11 KV PURA DL | Laklaka | JIO TOWER KE PASS | 25 KVA | 3315
15054 | Damoh | Damoh South | Tejgarh | JHALON | 11 KV PURA DL | Laklaka | JHALON ROAD KE PASS WALA | 25 KVA | 3316
15055 | Damoh | Damoh South | Tejgarh | JHALON | 11 KV PURA AG | Pura Karondi | PURA HAR NADHI PASS | 25 KVA | 232
15056 | Damoh | Damoh South | Tejgarh | JHALON | 11 KV PURA AG | Pura Karondi | PURA KARODI HAR ME | 25 KVA | 226
15057 | Damoh | Damoh South | Tejgarh | JHALON | 11 KV PURA AG | Duhli | NADHI KE PASS | 25 KVA | 214
15058 | Damoh | Damoh South | Tejgarh | JHALON | 11 KV PURA AG | Duhli | PURA HAR ME | 100 KVA | 205
15059 | Damoh | Damoh South | Tejgarh | JHALON | 11 KV PURA AG | Duhli | PURA HAR NADHI KE PASS | 25 KVA | 198
15060 | Damoh | Damoh South | Tejgarh | JHALON | 11 KV PURA AG | Laklaka | JHALON ROAD KE PASS SURADEHI | 25 KVA | 183
15061 | Damoh | Damoh South | Tejgarh | JHALON | 11 KV PURA AG | Laklaka | LAKLAKA HAR ME | 25 KVA | 179
15062 | Damoh | Damoh South | Tejgarh | JHALON | 11 KV PURA AG | Laklaka | JHAPN HAR | 25 KVA | 172
15063 | Damoh | Damoh South | Tejgarh | JHALON | 11 KV PURA AG | Laklaka | NADI PASS JHAPAN HAR | 25 KVA | 167
15064 | Damoh | Damoh South | Tejgarh | JHALON | 11 KV PURA AG | Laklaka | NADHI KE PASS JHAPN | 63 KVA | 164
15065 | Damoh | Damoh South | Tejgarh | JHALON | 11 KV PURA AG | Laklaka | NADHI KE PASS JHAPAN HAR | 25 KVA | 154
15066 | Damoh | Damoh South | Tejgarh | JHALON | 11 KV PURA AG | Laklaka | NADHI KE PASS LAKLAA | 25 KVA | 144
15067 | Damoh | Damoh South | Tejgarh | JHALON | 11 KV PURA AG | Duhli | NADHI UAS PAR LAKLAKA HAR | 25 KVA | 119
15068 | Damoh | Damoh South | Tejgarh | JHALON | 11 KV PURA AG | Duhli | NADHI UAS PAR LAKLAKA HAR | 25 KVA | 117
15069 | Damoh | Damoh South | Tejgarh | JHALON | 11 KV PURA AG | Laklaka | NADHI UAS PAR LAKLAKA HAR | 25 KVA | 109
15070 | Damoh | Damoh South | Tejgarh | JHALON | 11 KV PURA AG | Laklaka | NADHI SARPANCH WALI | 25 KVA | 108
15071 | Damoh | Damoh South | Tejgarh | JHALON | 11 KV PURA AG | Laklaka | NADHI UAS PAR LAKLAKA HAR | 25 KVA | 103
15072 | Damoh | Damoh South | Tejgarh | JHALON | 11 KV PURA AG | Laklaka | NADHI LAKLAKA HAR | 25 KVA | 99
15073 | Damoh | Damoh South | Tejgarh | JHALON | 11 KV PURA AG | Laklaka | NADHI UAS PAR LAKLAKA HAR | 25 KVA | 95
15074 | Damoh | Damoh South | Tejgarh | JHALON | 11 KV PURA AG | Duhli | NADHI KE PASS | 25 KVA | 83
15075 | Damoh | Damoh South | Tejgarh | JHALON | 11 KV PURA AG | Laklaka | NADHI KE PASS PURA | 25 KVA | 76
15076 | Damoh | Damoh South | Tejgarh | JHALON | 11 KV PURA AG | Laklaka | NADHI KE PASS | 25 KVA | 69
15077 | Damoh | Damoh South | Tejgarh | JHALON | 11 KV PURA AG | Laklaka | PURA HAR ME | 25 KVA | 61
15078 | Damoh | Damoh South | Tejgarh | JHALON | 11 KV PURA AG | Anchalpura | ANCHAPURA HAR ME | 63 KVA | 42
15079 | Damoh | Damoh South | Tejgarh | JHALON | 11 KV PURA AG | Duhli | BAIRAGARH HAR | 25 KVA | 259
15080 | Damoh | Damoh South | Tejgarh | JHALON | 11 KV PURA AG | Pura Karondi | KARODI HAR ME | 25 KVA | 277
15081 | Damoh | Damoh South | Tejgarh | TEJGARH | 11 KV HARRAI DL | Tejegarh | RATAN HOTAL KE PASS | 63 KVA | 94
15082 | Damoh | Damoh South | Tejgarh | TEJGARH | 11 KV HARRAI DL | Tejegarh | ROAD WALA | 25 KVA | 92
15083 | Damoh | Damoh South | Tejgarh | TEJGARH | 11 KV HARRAI DL | Tejegarh | RAMESH VISHKARMA KE BAJU ME | 25 KVA | 91
15084 | Damoh | Damoh South | Tejgarh | TEJGARH | 11 KV HARRAI DL | Tejegarh | DHABA KE PASS | 25 KVA | 86
15085 | Damoh | Damoh South | Tejgarh | TEJGARH | 11 KV HARRAI DL | Tejegarh | KOSTI MOHALLA | 25 KVA | 81
15086 | Damoh | Damoh South | Tejgarh | TEJGARH | 11 KV HARRAI DL | Harrai | KOSTI MOHALLA | 25 KVA | 75
15087 | Damoh | Damoh South | Tejgarh | TEJGARH | 11 KV HARRAI DL | Harrai | YADAV MOHALLA | 25 KVA | 63
15088 | Damoh | Damoh South | Tejgarh | TEJGARH | 11 KV HARRAI DL | Harrai | RECHYAO BASTI | 25 KVA | 58
15089 | Damoh | Damoh South | Tejgarh | TEJGARH | 11 KV HARRAI DL | Harrai | HARRAI HARIJAN MOHALLA | 25 KVA | 48
15090 | Damoh | Damoh South | Tejgarh | TEJGARH | 11 KV HARRAI DL | Harrai | HARRAI BASTI KE PASS | 100 KVA | 44
15091 | Damoh | Damoh South | Tejgarh | TEJGARH | 11 KV HARRAI DL | NO VILLAGE FOUND | DTR NOT TAGGED | 25 KVA | 38
15092 | Damoh | Damoh South | Tejgarh | TEJGARH | 11 KV HARRAI DL | Harrai | NATH MAOHALLA | 25 KVA | 35
15093 | Damoh | Damoh South | Tejgarh | TEJGARH | 11 KV HARRAI DL | Harrai | URYAO ROAD | 25 KVA | 32
15094 | Damoh | Damoh South | Tejgarh | TEJGARH | 11 KV HARRAI DL | Harrai | SCHOOL KE PASS HARRAI | 25 KVA | 28
15095 | Damoh | Damoh South | Tejgarh | TEJGARH | 11 KV HARRAI DL | Harrai | YADAV MOHALLA | 25 KVA | 24
15096 | Damoh | Damoh South | Tejgarh | TEJGARH | 11 KV HARRAI DL | Harrai | HARIJAN MOHALLA | 25 KVA | 16
15097 | Damoh | Damoh South | Tejgarh | TEJGARH | 11 KV HARRAI DL | Tejegarh | SIGHAI JI KE PEECHE | 25 KVA | 103
15098 | Damoh | Damoh South | Tejgarh | TEJGARH | 11 KV HARRAI DL | Tejegarh | BAS STEND | 200 KVA | 105
15099 | Damoh | Damoh South | Tejgarh | TEJGARH | 11 KV KHAMARIA DL | Khamariya Maujilal | SAMSHAN KE PASS | 25 KVA | 1065
15100 | Damoh | Damoh South | Tejgarh | TEJGARH | 11 KV KHAMARIA DL | Bijora | NOHTA ROAD KE PASS | 25 KVA | 1059
15101 | Damoh | Damoh South | Tejgarh | TEJGARH | 11 KV KHAMARIA DL | Bijora | HARIJAN MOHALLA | 63 KVA | 1049
15102 | Damoh | Damoh South | Tejgarh | TEJGARH | 11 KV KHAMARIA DL | Arth Kheda | MAIN BUS STEND KE PASS | 200 KVA | 1046
15103 | Damoh | Damoh South | Tejgarh | TEJGARH | 11 KV KHAMARIA DL | Arth Kheda | MAIN ROAD KE PASS | 25 KVA | 1044
15104 | Damoh | Damoh South | Tejgarh | TEJGARH | 11 KV KHAMARIA DL | Arth Kheda | SARAPNCH KE GHAR PASS | 25 KVA | 1040
15105 | Damoh | Damoh South | Tejgarh | TEJGARH | 11 KV KHAMARIA DL | Arth Kheda | AARTHKHEDA BASTI KE PASS | 63 KVA | 1026
15106 | Damoh | Damoh South | Tejgarh | TEJGARH | 11 KV KHAMARIA DL | Arth Kheda | SALA MANDIR PASS | 25 KVA | 1024
15107 | Damoh | Damoh South | Tejgarh | TEJGARH | 11 KV KHAMARIA DL | Katangi | KATANGI W/W BASTI | 63 KVA | 1006
15108 | Damoh | Damoh South | Tejgarh | TEJGARH | 11 KV KHAMARIA DL | Katangi | KATANGI BASTI KE ANDAR | 25 KVA | 1001
15109 | Damoh | Damoh South | Tejgarh | TEJGARH | 11 KV KHAMARIA DL | Katangi | KATANGI HARIJAN MOHALLA | 25 KVA | 997
15110 | Damoh | Damoh South | Tejgarh | TEJGARH | 11 KV KHAMARIA DL | Katangi | KATANGI BASTI PASS | 100 KVA | 985
15111 | Damoh | Damoh South | Tejgarh | TEJGARH | 11 KV KHAMARIA DL | Mahuwaghat | MAHUAAGHAT BASTI ROAD | 25 KVA | 973
15112 | Damoh | Damoh South | Tejgarh | TEJGARH | 11 KV KHAMARIA DL | Mahuwaghat | MAHUAAGHAT W/W | 25 KVA | 971
15113 | Damoh | Damoh South | Tejgarh | TEJGARH | 11 KV KHAMARIA DL | Mahuwaghat | CHIRKONA MADANKHEDA ROAD | 25 KVA | 966
15114 | Damoh | Damoh South | Tejgarh | TEJGARH | 11 KV KHAMARIA DL | Mahuwaghat | CHIRKONA BASTI KE PASS | 100 KVA | 957
15115 | Damoh | Damoh South | Tejgarh | TEJGARH | 11 KV KHAMARIA DL | Mahuwaghat | MAHUAAGHAT BASTI | 100 KVA | 932
15116 | Damoh | Damoh South | Tejgarh | TEJGARH | 11 KV KHAMARIA DL | Katangi | KATANGI PULIYA PASS | 25 KVA | 919
15117 | Damoh | Damoh South | Tejgarh | TEJGARH | 11 KV KHAMARIA DL | Lakhni | LAKNI BASTI ME | 25 KVA | 914
15118 | Damoh | Damoh South | Tejgarh | TEJGARH | 11 KV KHAMARIA DL | Lakhni | LAKNI MANDIR KE PASS | 25 KVA | 902
15119 | Damoh | Damoh South | Tejgarh | TEJGARH | 11 KV KHAMARIA DL | Prasai Malgujari | CHAKKI KE PASS PRASAI | 100 KVA | 888
15120 | Damoh | Damoh South | Tejgarh | TEJGARH | 11 KV KHAMARIA DL | Prasai Malgujari | JIO TOWER PRASAI MAL | 25 KVA | 885
15121 | Damoh | Damoh South | Tejgarh | TEJGARH | 11 KV KHAMARIA DL | Prasai Malgujari | AIRTEL TOWER PRASAI MAL | 25 KVA | 884
15122 | Damoh | Damoh South | Tejgarh | TEJGARH | 11 KV KHAMARIA DL | Prasai Malgujari | YADAV PETOL PUMMP PRASAI MAL | 25 KVA | 878
15123 | Damoh | Damoh South | Tejgarh | TEJGARH | 11 KV KHAMARIA DL | Mahuwaghat | MAHAAGHAT MAIN BASTI KE PASS | 25 KVA | 875
15124 | Damoh | Damoh South | Tejgarh | TEJGARH | 11 KV KHAMARIA DL | Mahuwaghat | PRASAI MAHUGHAT W/W | 25 KVA | 872
15125 | Damoh | Damoh South | Tejgarh | TEJGARH | 11 KV KHAMARIA DL | Prasai Malgujari | MAHAGHAT BASTI PASS | 100 KVA | 868
15126 | Damoh | Damoh South | Tejgarh | TEJGARH | 11 KV KHAMARIA DL | Prasai Malgujari | BARKHEDA NADHI KE PASS | 100 KVA | 859
15127 | Damoh | Damoh South | Tejgarh | TEJGARH | 11 KV KHAMARIA DL | Prasai Malgujari | BARKHEDA ROAD HARIJAN MOHALLA | 25 KVA | 856
15128 | Damoh | Damoh South | Tejgarh | TEJGARH | 11 KV KHAMARIA DL | Prasai Malgujari | PARASAI MALGUJAR KE GHAR PASS | 25 KVA | 852
15129 | Damoh | Damoh South | Tejgarh | TEJGARH | 11 KV KHAMARIA DL | Barkheda Singorgarh | BARKHEDA ROAD KE PASS | 25 KVA | 845
15130 | Damoh | Damoh South | Tejgarh | TEJGARH | 11 KV KHAMARIA DL | Padaria Singorgarh | KARODI PUL KE PASS WALI | 25 KVA | 825
15131 | Damoh | Damoh South | Tejgarh | TEJGARH | 11 KV KHAMARIA DL | Padaria Singorgarh | KARODI PUMMP KE AAGE WALI | 25 KVA | 819
15132 | Damoh | Damoh South | Tejgarh | TEJGARH | 11 KV KHAMARIA DL | Padaria Singorgarh | KARODI PADRIYA BASTI WALI | 100 KVA | 811
15133 | Damoh | Damoh South | Tejgarh | TEJGARH | 11 KV KHAMARIA DL | Padaria Singorgarh | KRISHNA PETOL PUMMP BALI | 63 KVA | 802
15134 | Damoh | Damoh South | Tejgarh | TEJGARH | 11 KV KHAMARIA DL | Kot Khamaria | HANUAN MANDIR KE PASS | 25 KVA | 795
15135 | Damoh | Damoh South | Tejgarh | TEJGARH | 11 KV KHAMARIA DL | Kot Khamaria | KUAA KE PASS DHATIPURA | 25 KVA | 787
15136 | Damoh | Damoh South | Tejgarh | TEJGARH | 11 KV KHAMARIA DL | Kot Khamaria | DATIPURA SCHOOL KE PASS | 25 KVA | 784
15137 | Damoh | Damoh South | Tejgarh | TEJGARH | 11 KV KHAMARIA DL | Kot Khamaria | TORIYA MOHALLA | 25 KVA | 780
15138 | Damoh | Damoh South | Tejgarh | TEJGARH | 11 KV KHAMARIA DL | Sunwahi Umaria | RAJPOOL KE BARE KE PASS | 25 KVA | 771
15139 | Damoh | Damoh South | Tejgarh | TEJGARH | 11 KV KHAMARIA DL | Sunwahi Umaria | MEHARA KE GHAR PASS | 63 KVA | 768
15140 | Damoh | Damoh South | Tejgarh | TEJGARH | 11 KV KHAMARIA DL | Sunwahi Umaria | MAIN BASTI SUNWAHI | 25 KVA | 765
15141 | Damoh | Damoh South | Tejgarh | TEJGARH | 11 KV KHAMARIA DL | Sunwahi Umaria | HARIJAN MOHALLA | 25 KVA | 763
15142 | Damoh | Damoh South | Tejgarh | TEJGARH | 11 KV KHAMARIA DL | Sunwahi Umaria | TORIYA FORREST HOUSE KE PASS | 25 KVA | 757
15143 | Damoh | Damoh South | Tejgarh | TEJGARH | 11 KV KHAMARIA DL | Sunwahi Umaria | SUNWAHI ROAD KE PASS | 25 KVA | 753
15144 | Damoh | Damoh South | Tejgarh | TEJGARH | 11 KV KHAMARIA DL | Sunwahi Umaria | SUNWAHI BASTI KE PASS | 100 KVA | 746
15145 | Damoh | Damoh South | Tejgarh | TEJGARH | 11 KV KHAMARIA DL | Kot Khamaria | SUNEEL SARPACH KE GAR PASS | 25 KVA | 724
15146 | Damoh | Damoh South | Tejgarh | TEJGARH | 11 KV KHAMARIA DL | Karondi Singorgarh | KOTKHAMARIYA W/W | 100 KVA | 725
15147 | Damoh | Damoh South | Tejgarh | TEJGARH | 11 KV KHAMARIA DL | Karondi Singorgarh | HANUMAN MANDIR KE PASS KOKHMARIYA | 25 KVA | 713
15148 | Damoh | Damoh South | Tejgarh | TEJGARH | 11 KV KHAMARIA DL | Kot Khamaria | KOTKHAMARIYA BASTI ME | 100 KVA | 699
15149 | Damoh | Damoh South | Tejgarh | TEJGARH | 11 KV KHAMARIA DL | Karondi Singorgarh | KOTKHAMARIYA BASTI KE PASS | 25 KVA | 698
15150 | Damoh | Damoh South | Tejgarh | TEJGARH | 11 KV KHAMARIA DL | Karondi Singorgarh | GADAGHAT KE PASS BASTI | 100 KVA | 692
15151 | Damoh | Damoh South | Tejgarh | TEJGARH | 11 KV KHAMARIA DL | Padaria Singorgarh | BASTI KE PSS | 25 KVA | 685
15152 | Damoh | Damoh South | Tejgarh | TEJGARH | 11 KV KHAMARIA DL | Padaria Singorgarh | CHOPRA PANAGAR KE PASS | 25 KVA | 676
15153 | Damoh | Damoh South | Tejgarh | TEJGARH | 11 KV KHAMARIA DL | Padaria Singorgarh | KARODI PADRIYA BASTI KE PASS | 100 KVA | 673
15154 | Damoh | Damoh South | Tejgarh | TEJGARH | 11 KV KHAMARIA DL | Karondi Singorgarh | KARODI DAMOH MAIN ROAD | 25 KVA | 667
15155 | Damoh | Damoh South | Tejgarh | TEJGARH | 11 KV KHAMARIA DL | Karondi Singorgarh | KARODI PADRIYA W/ W | 25 KVA | 662
15156 | Damoh | Damoh South | Tejgarh | TEJGARH | 11 KV KHAMARIA DL | Pateria Mal | BHAGWAN SINGH KE KHET PASS | 25 KVA | 654
15157 | Damoh | Damoh South | Tejgarh | TEJGARH | 11 KV KHAMARIA DL | Pateria Mal | MAHUAABALI JHEEL ROAD PAR | 25 KVA | 643
15158 | Damoh | Damoh South | Tejgarh | TEJGARH | 11 KV KHAMARIA DL | Pateria Mal | TALAB KE PASS WALA | 25 KVA | 639
15159 | Damoh | Damoh South | Tejgarh | TEJGARH | 11 KV KHAMARIA DL | Dinari | HAR BALA | 25 KVA | 634
15160 | Damoh | Damoh South | Tejgarh | TEJGARH | 11 KV KHAMARIA DL | Pateriya Chak | BHAGWAN SINGH KE KHET PASS | 25 KVA | 626
15161 | Damoh | Damoh South | Tejgarh | TEJGARH | 11 KV KHAMARIA DL | Pateria Mal | NADHI BALA | 25 KVA | 604
15162 | Damoh | Damoh South | Tejgarh | TEJGARH | 11 KV KHAMARIA DL | Pateria Mal | NADHI KE PASS | 25 KVA | 600
15163 | Damoh | Damoh South | Tejgarh | TEJGARH | 11 KV KHAMARIA DL | Pateriya Chak | PATERIYA CHAKK BASTI ME | 25 KVA | 596
15164 | Damoh | Damoh South | Tejgarh | TEJGARH | 11 KV KHAMARIA DL | Pateria Mal | PATERIYA BASTI KE PASS | 25 KVA | 592
15165 | Damoh | Damoh South | Tejgarh | TEJGARH | 11 KV KHAMARIA DL | Pateria Mal | MAIN BASTI KE PASS | 25 KVA | 582
15166 | Damoh | Damoh South | Tejgarh | TEJGARH | 11 KV KHAMARIA DL | Pateria Mal | PATERIYA NADHI BASTI | 100 KVA | 581
15167 | Damoh | Damoh South | Tejgarh | TEJGARH | 11 KV KHAMARIA DL | Karondi Singorgarh | KARODI TIRGANDA KE PAS | 25 KVA | 548
15168 | Damoh | Damoh South | Tejgarh | TEJGARH | 11 KV KHAMARIA DL | Patloni | PATLONI W/W BALI | 25 KVA | 538
15169 | Damoh | Damoh South | Tejgarh | TEJGARH | 11 KV KHAMARIA DL | NO VILLAGE FOUND | DTR NOT TAGGED | 25 KVA | 516
15170 | Damoh | Damoh South | Tejgarh | TEJGARH | 11 KV KHAMARIA DL | Harrai | MANI BEYAR HOUSE KE PASS | 25 KVA | 514
15171 | Damoh | Damoh South | Tejgarh | TEJGARH | 11 KV KHAMARIA DL | Tejegarh | HARRAI BEYAR HOUSE KE PASS | 100 KVA | 506
15172 | Damoh | Damoh South | Tejgarh | TEJGARH | 11 KV KHAMARIA DL | Harrai | KANSHA GHAT KE PASS | 100 KVA | 504
15173 | Damoh | Damoh South | Tejgarh | TEJGARH | 11 KV KHAMARIA DL | Tejegarh | SANJAY KUNAJ KE PASS | 25 KVA | 499
15174 | Damoh | Damoh South | Tejgarh | TEJGARH | 11 KV KHAMARIA DL | Harrai | BASTI KE PASS | 25 KVA | 485
15175 | Damoh | Damoh South | Tejgarh | TEJGARH | 11 KV KHAMARIA DL | Harrai | HARRAI RECHYAO KE PASS | 25 KVA | 482
15176 | Damoh | Damoh South | Tejgarh | TEJGARH | 11 KV KHAMARIA DL | Harrai | HARRAI KE PAS | 25 KVA | 472
15177 | Damoh | Damoh South | Tejgarh | TEJGARH | 11 KV KHAMARIA DL | Harrai | MANI BASTI KE PASS | 25 KVA | 445
15178 | Damoh | Damoh South | Tejgarh | TEJGARH | 11 KV KHAMARIA DL | Harrai | HARRAI GHATYA PASS | 25 KVA | 441
15179 | Damoh | Damoh South | Tejgarh | TEJGARH | 11 KV KHAMARIA DL | Harrai | RECHAYAO HARRAI ROAD | 100 KVA | 432
15180 | Damoh | Damoh South | Tejgarh | TEJGARH | 11 KV KHAMARIA DL | Khamariya Maujilal | JIO TOWER | 25 KVA | 1080
15181 | Damoh | Damoh South | Tejgarh | TEJGARH | 11 KV KHAMARIA DL | Khamariya Maujilal | KHAMARIYA BASTI KE PASS | 25 KVA | 1078
15182 | Damoh | Damoh South | Tejgarh | TEJGARH | 11 KV KHAMARIA DL | Bijora | BASTI WALA | 25 KVA | 1074
15183 | Damoh | Damoh South | Tejgarh | TEJGARH | 11 KV KHAMARIA AG | Samdai | NADHI KE PASS KANSHA | 25 KVA | 762
15184 | Damoh | Damoh South | Tejgarh | TEJGARH | 11 KV KHAMARIA AG | Samdai | KANSA NALA KE PAS | 25 KVA | 751
15185 | Damoh | Damoh South | Tejgarh | TEJGARH | 11 KV KHAMARIA AG | Tejegarh | BELPURA KE PAS | 25 KVA | 741
15186 | Damoh | Damoh South | Tejgarh | TEJGARH | 11 KV KHAMARIA AG | Samdai | BELPURA KE PAS | 25 KVA | 736
15187 | Damoh | Damoh South | Tejgarh | TEJGARH | 11 KV KHAMARIA AG | Madankheda | PUL KE PASS | 25 KVA | 710
15188 | Damoh | Damoh South | Tejgarh | TEJGARH | 11 KV KHAMARIA AG | Madankheda | SURESH SHET KI DP | 25 KVA | 706
15189 | Damoh | Damoh South | Tejgarh | TEJGARH | 11 KV KHAMARIA AG | Madankheda | NADHI US PAR | 25 KVA | 703
15190 | Damoh | Damoh South | Tejgarh | TEJGARH | 11 KV KHAMARIA AG | Madankheda | SURESH SHET KI DP | 25 KVA | 700
15191 | Damoh | Damoh South | Tejgarh | TEJGARH | 11 KV KHAMARIA AG | Madankheda | NADHI PAASS | 25 KVA | 698
15192 | Damoh | Damoh South | Tejgarh | TEJGARH | 11 KV KHAMARIA AG | Madankheda | AAKLESH KI DP | 25 KVA | 695
15193 | Damoh | Damoh South | Tejgarh | TEJGARH | 11 KV KHAMARIA AG | Kot Khamaria | DHONDA HAR 2 | 25 KVA | 670
15194 | Damoh | Damoh South | Tejgarh | TEJGARH | 11 KV KHAMARIA AG | Madankheda | DHONDA HAR | 63 KVA | 662
15195 | Damoh | Damoh South | Tejgarh | TEJGARH | 11 KV KHAMARIA AG | Madankheda | MADANKHEDA ROAD PASS | 25 KVA | 640
15196 | Damoh | Damoh South | Tejgarh | TEJGARH | 11 KV KHAMARIA AG | Chhirkona | NADHI PASS | 25 KVA | 633
15197 | Damoh | Damoh South | Tejgarh | TEJGARH | 11 KV KHAMARIA AG | Chhirkona | BARAGHAT KE PASS | 63 KVA | 630
15198 | Damoh | Damoh South | Tejgarh | TEJGARH | 11 KV KHAMARIA AG | Barkheda Singorgarh | BARAGHAT ROAD WALI | 25 KVA | 617
15199 | Damoh | Damoh South | Tejgarh | TEJGARH | 11 KV KHAMARIA AG | Mahuwaghat | CHIRKONA ROAD KE HAR | 25 KVA | 609
15200 | Damoh | Damoh South | Tejgarh | TEJGARH | 11 KV KHAMARIA AG | Bijora | NADHI US PAR | 25 KVA | 602
15201 | Damoh | Damoh South | Tejgarh | TEJGARH | 11 KV KHAMARIA AG | Barkheda Singorgarh | CHIRKONA ROAD KE PASS | 63 KVA | 603
15202 | Damoh | Damoh South | Tejgarh | TEJGARH | 11 KV KHAMARIA AG | Katangi | NADHI PASS | 25 KVA | 588
15203 | Damoh | Damoh South | Tejgarh | TEJGARH | 11 KV KHAMARIA AG | Bijora | NADHI PAS WALI | 25 KVA | 581
15204 | Damoh | Damoh South | Tejgarh | TEJGARH | 11 KV KHAMARIA AG | Bijora | KUAA BALI DP | 25 KVA | 575
15205 | Damoh | Damoh South | Tejgarh | TEJGARH | 11 KV KHAMARIA AG | Bijora | MAHARAJ KE KHET PASS | 25 KVA | 574
15206 | Damoh | Damoh South | Tejgarh | TEJGARH | 11 KV KHAMARIA AG | Bijora | ROHNI MAHUAAGHAT HAR ME | 25 KVA | 565
15207 | Damoh | Damoh South | Tejgarh | TEJGARH | 11 KV KHAMARIA AG | Bijora | NATTU KE KHET PASS | 25 KVA | 555
15208 | Damoh | Damoh South | Tejgarh | TEJGARH | 11 KV KHAMARIA AG | Jaruwa Guda | KUAA PAAS | 25 KVA | 524
15209 | Damoh | Damoh South | Tejgarh | TEJGARH | 11 KV KHAMARIA AG | Jaruwa Guda | AARTHKHEDA HAR ME | 25 KVA | 519
15210 | Damoh | Damoh South | Tejgarh | TEJGARH | 11 KV KHAMARIA AG | Jaruwa Guda | AARTHKHEDA HAR ME | 25 KVA | 510
15211 | Damoh | Damoh South | Tejgarh | TEJGARH | 11 KV KHAMARIA AG | Jaruwa Guda | AARTHKHEADA HAR | 25 KVA | 500
15212 | Damoh | Damoh South | Tejgarh | TEJGARH | 11 KV KHAMARIA AG | Arth Kheda | ARTHKHEDA HAR ME | 25 KVA | 483
15213 | Damoh | Damoh South | Tejgarh | TEJGARH | 11 KV KHAMARIA AG | Arth Kheda | KATANGI ROAD | 25 KVA | 482
15214 | Damoh | Damoh South | Tejgarh | TEJGARH | 11 KV KHAMARIA AG | Jaruwa Guda | KATANGI ROAD PASS | 25 KVA | 480
15215 | Damoh | Damoh South | Tejgarh | TEJGARH | 11 KV KHAMARIA AG | Jaruwa Guda | KATANGI BASTI AGE | 25 KVA | 477
15216 | Damoh | Damoh South | Tejgarh | TEJGARH | 11 KV KHAMARIA AG | Arth Kheda | ARTHKHEDA HAR ME | 25 KVA | 468
15217 | Damoh | Damoh South | Tejgarh | TEJGARH | 11 KV KHAMARIA AG | Arth Kheda | KATANGI HAR | 25 KVA | 462
15218 | Damoh | Damoh South | Tejgarh | TEJGARH | 11 KV KHAMARIA AG | Arth Kheda | KHAMARIYA HAR ME | 25 KVA | 457
15219 | Damoh | Damoh South | Tejgarh | TEJGARH | 11 KV KHAMARIA AG | Katangi | KATANGI PULIYA PASS | 25 KVA | 449
15220 | Damoh | Damoh South | Tejgarh | TEJGARH | 11 KV KHAMARIA AG | Katangi | KUAA KE PASS | 25 KVA | 434
15221 | Damoh | Damoh South | Tejgarh | TEJGARH | 11 KV KHAMARIA AG | Katangi | KATANGI HAR ME | 25 KVA | 428
15222 | Damoh | Damoh South | Tejgarh | TEJGARH | 11 KV KHAMARIA AG | Katangi | PRASAI KE PASS | 25 KVA | 427
15223 | Damoh | Damoh South | Tejgarh | TEJGARH | 11 KV KHAMARIA AG | Prasai Malgujari | PUL KE PASS | 25 KVA | 397
15224 | Damoh | Damoh South | Tejgarh | TEJGARH | 11 KV KHAMARIA AG | Barkheda Singorgarh | GAO KI PASS WALI | 25 KVA | 388
15225 | Damoh | Damoh South | Tejgarh | TEJGARH | 11 KV KHAMARIA AG | Barkheda Singorgarh | MADHNKHEDA HAR | 25 KVA | 375
15226 | Damoh | Damoh South | Tejgarh | TEJGARH | 11 KV KHAMARIA AG | Barkheda Singorgarh | SARPANCH KI DP KE AAGE | 25 KVA | 362
15227 | Damoh | Damoh South | Tejgarh | TEJGARH | 11 KV KHAMARIA AG | Prasai Malgujari | DHAN SINGH KI DP | 25 KVA | 359
15228 | Damoh | Damoh South | Tejgarh | TEJGARH | 11 KV KHAMARIA AG | Prasai Malgujari | NANA SARPANCH KI DP | 100 KVA | 353
15229 | Damoh | Damoh South | Tejgarh | TEJGARH | 11 KV KHAMARIA AG | Prasai Malgujari | MADANKHEDA HAR ME | 25 KVA | 342
15230 | Damoh | Damoh South | Tejgarh | TEJGARH | 11 KV KHAMARIA AG | Kot Khamaria | RAM SINGH KHET PASS | 25 KVA | 332
15231 | Damoh | Damoh South | Tejgarh | TEJGARH | 11 KV KHAMARIA AG | Prasai Malgujari | HAR BALI | 25 KVA | 331
15232 | Damoh | Damoh South | Tejgarh | TEJGARH | 11 KV KHAMARIA AG | Prasai Malgujari | MADANKHEDA KE PASS | 25 KVA | 328
15233 | Damoh | Damoh South | Tejgarh | TEJGARH | 11 KV KHAMARIA AG | Karondi Singorgarh | LIMMARDAR KE KHET PAS | 25 KVA | 327
15234 | Damoh | Damoh South | Tejgarh | TEJGARH | 11 KV KHAMARIA AG | Prasai Malgujari | NOBAT SINGH KI KHET PASS | 25 KVA | 320
15235 | Damoh | Damoh South | Tejgarh | TEJGARH | 11 KV KHAMARIA AG | Prasai Malgujari | KARODI ROAD PASS 3 | 25 KVA | 316
15236 | Damoh | Damoh South | Tejgarh | TEJGARH | 11 KV KHAMARIA AG | NO VILLAGE FOUND | DTR NOT TAGGED | 25 KVA | 314
15237 | Damoh | Damoh South | Tejgarh | TEJGARH | 11 KV KHAMARIA AG | Prasai Malgujari | PANI KI TANKI PASS WALI DP | 25 KVA | 311
15238 | Damoh | Damoh South | Tejgarh | TEJGARH | 11 KV KHAMARIA AG | Prasai Malgujari | THMMAN SINGH KE KHET PAS | 25 KVA | 303
15239 | Damoh | Damoh South | Tejgarh | TEJGARH | 11 KV KHAMARIA AG | Katangi | KARODI ROAD KE PASS | 25 KVA | 292
15240 | Damoh | Damoh South | Tejgarh | TEJGARH | 11 KV KHAMARIA AG | Pateriya Chak | RAJA KE GHAR KE PASS | 100 KVA | 277
15241 | Damoh | Damoh South | Tejgarh | TEJGARH | 11 KV KHAMARIA AG | Pateriya Chak | NADHI KE PASS UOMARGHAT | 25 KVA | 267
15242 | Damoh | Damoh South | Tejgarh | TEJGARH | 11 KV KHAMARIA AG | Pateriya Chak | AAM KE PED KE PASS | 100 KVA | 265
15243 | Damoh | Damoh South | Tejgarh | TEJGARH | 11 KV KHAMARIA AG | Keolari Upadhyay | PATERIYA ROAD KE PASS | 100 KVA | 259
15244 | Damoh | Damoh South | Tejgarh | TEJGARH | 11 KV KHAMARIA AG | Bandopahar Mal | NADHI TEJGARH ROAD | 25 KVA | 251
15245 | Damoh | Damoh South | Tejgarh | TEJGARH | 11 KV KHAMARIA AG | Pateria Mal | PATERIYA HAR NADHI PASS | 25 KVA | 239
15246 | Damoh | Damoh South | Tejgarh | TEJGARH | 11 KV KHAMARIA AG | Pateria Mal | NADHI KE PASS | 25 KVA | 234
15247 | Damoh | Damoh South | Tejgarh | TEJGARH | 11 KV KHAMARIA AG | Pateriya Chak | PATERIYA KE PASS | 25 KVA | 232
15248 | Damoh | Damoh South | Tejgarh | TEJGARH | 11 KV KHAMARIA AG | Pateria Mal | NADHI US PAR PATERIYA | 25 KVA | 230
15249 | Damoh | Damoh South | Tejgarh | TEJGARH | 11 KV KHAMARIA AG | Pateriya Chak | NADHI KE PASS | 25 KVA | 222
15250 | Damoh | Damoh South | Tejgarh | TEJGARH | 11 KV KHAMARIA AG | Pateriya Chak | NADHI KE PASS | 25 KVA | 210
15251 | Damoh | Damoh South | Tejgarh | TEJGARH | 11 KV KHAMARIA AG | Pateriya Chak | NADHI PASS | 25 KVA | 203
15252 | Damoh | Damoh South | Tejgarh | TEJGARH | 11 KV KHAMARIA AG | Pateriya Chak | NADHI USA PAR WALI | 25 KVA | 196
15253 | Damoh | Damoh South | Tejgarh | TEJGARH | 11 KV KHAMARIA AG | Pateria Mal | UPMARGHAT HAR | 63 KVA | 194
15254 | Damoh | Damoh South | Tejgarh | TEJGARH | 11 KV KHAMARIA AG | Pateria Mal | PETOL PUMMP KE PASS | 25 KVA | 177
15255 | Damoh | Damoh South | Tejgarh | TEJGARH | 11 KV KHAMARIA AG | Padaria Singorgarh | KARODI ROAD PASS | 25 KVA | 173
15256 | Damoh | Damoh South | Tejgarh | TEJGARH | 11 KV KHAMARIA AG | Padaria Singorgarh | BADI BAKHAR KE KHET PSS | 25 KVA | 159
15257 | Damoh | Damoh South | Tejgarh | TEJGARH | 11 KV KHAMARIA AG | Gadaghat | BHARAT SINGH KE KHET PASS | 25 KVA | 151
15258 | Damoh | Damoh South | Tejgarh | TEJGARH | 11 KV KHAMARIA AG | Gadaghat | GOLU SINGH KE KHET PSS | 25 KVA | 147
15259 | Damoh | Damoh South | Tejgarh | TEJGARH | 11 KV KHAMARIA AG | Padaria Singorgarh | SUKH SINGH KE KHET PASS | 25 KVA | 144
15260 | Damoh | Damoh South | Tejgarh | TEJGARH | 11 KV KHAMARIA AG | Padaria Singorgarh | MAGAN SINGH KUAA PASS | 25 KVA | 138
15261 | Damoh | Damoh South | Tejgarh | TEJGARH | 11 KV KHAMARIA AG | Padaria Singorgarh | SONI KUAA KE PASS | 25 KVA | 123
15262 | Damoh | Damoh South | Tejgarh | TEJGARH | 11 KV KHAMARIA AG | Karondi Singorgarh | DANDU KE KHET ME | 25 KVA | 122
15263 | Damoh | Damoh South | Tejgarh | TEJGARH | 11 KV KHAMARIA AG | NO VILLAGE FOUND | DTR NOT TAGGED | 25 KVA | 118
15264 | Damoh | Damoh South | Tejgarh | TEJGARH | 11 KV KHAMARIA AG | Pateriya Chak | LALLU SONI WALA | 25 KVA | 95
15265 | Damoh | Damoh South | Tejgarh | TEJGARH | 11 KV KHAMARIA AG | Pateriya Chak | DEVENDRA WALA | 25 KVA | 87
15266 | Damoh | Damoh South | Tejgarh | TEJGARH | 11 KV KHAMARIA AG | Padaria Singorgarh | PAHARI SINGH WALA | 63 KVA | 85
15267 | Damoh | Damoh South | Tejgarh | TEJGARH | 11 KV KHAMARIA AG | Pateriya Chak | HUKUM SINGH KE PAS | 25 KVA | 83
15268 | Damoh | Damoh South | Tejgarh | TEJGARH | 11 KV KHAMARIA AG | Samdai | NADI PAR | 25 KVA | 781
15269 | Damoh | Damoh South | Tejgarh | TEJGARH | 11 KV KHAMARIA AG | Samdai | NADI PAR YADAV JI KE PAS | 25 KVA | 780
15270 | Damoh | Damoh South | Tejgarh | TEJGARH | 11 KV KHAMARIA AG | Samdai | PUL KE PASS | 100 KVA | 775
15271 | Damoh | Damoh South | Tejgarh | TEJGARH | 11 KV KHAMARIA AG | Pateriya Chak | GHASITA WALA RAOD KE PAS | 25 KVA | 69
15272 | Damoh | Damoh South | Tejgarh | TEJGARH | 11 KV KHAMARIA AG | Tejegarh | BASTI WALA RICHHYAU | 25 KVA | 33
15273 | Damoh | Damoh South | Tejgarh | TEJGARH | 11 KV SAMDAI DL | Samdai | SIMARIYA ROAD KE PASS | 25 KVA | 97
15274 | Damoh | Damoh South | Tejgarh | TEJGARH | 11 KV SAMDAI DL | Samdai | RIRYAO BASTI | 25 KVA | 89
15275 | Damoh | Damoh South | Tejgarh | TEJGARH | 11 KV SAMDAI DL | Samdai | NADHI KE PASS | 25 KVA | 74
15276 | Damoh | Damoh South | Tejgarh | TEJGARH | 11 KV SAMDAI DL | Samdai | NADHI PASS WALI DP | 25 KVA | 69
15277 | Damoh | Damoh South | Tejgarh | TEJGARH | 11 KV SAMDAI DL | Samdai | TORIYA KE NACHE WALI | 63 KVA | 63
15278 | Damoh | Damoh South | Tejgarh | TEJGARH | 11 KV SAMDAI DL | Samdai | TORIYA KE PASS | 25 KVA | 59
15279 | Damoh | Damoh South | Tejgarh | TEJGARH | 11 KV SAMDAI DL | Samdai | NADHI KE PASS | 25 KVA | 52
15280 | Damoh | Damoh South | Tejgarh | TEJGARH | 11 KV SAMDAI DL | NO VILLAGE FOUND | DTR NOT TAGGED | 25 KVA | 50
15281 | Damoh | Damoh South | Tejgarh | TEJGARH | 11 KV SAMDAI DL | NO VILLAGE FOUND | DTR NOT TAGGED | 25 KVA | 48
15282 | Damoh | Damoh South | Tejgarh | TEJGARH | 11 KV SAMDAI DL | Samdai | YADAV MOHALLA PASS | 25 KVA | 46
15283 | Damoh | Damoh South | Tejgarh | TEJGARH | 11 KV SAMDAI DL | Samdai | SCHOOL KE PASS | 25 KVA | 44
15284 | Damoh | Damoh South | Tejgarh | TEJGARH | 11 KV SAMDAI DL | Samdai | SAMDAI BATI MAIN | 63 KVA | 38
15285 | Damoh | Damoh South | Tejgarh | TEJGARH | 11 KV SAMDAI DL | Samdai | MAIN SIMARYA RAOD KKE PASS | 25 KVA | 34
15286 | Damoh | Damoh South | Tejgarh | TEJGARH | 11 KV SAMDAI DL | Samdai | SAMDAI ROAD KE PASS | 25 KVA | 33
15287 | Damoh | Damoh South | Tejgarh | TEJGARH | 11 KV SAMDAI DL | Samdai | SIMARIYA ROAD | 25 KVA | 99
15288 | Damoh | Damoh South | Tejgarh | TEJGARH | 11 KV SAMDAI DL | Tejegarh | HARRI WATER WORKS | 25 KVA | 6
15289 | Damoh | Damoh South | Tejgarh | TEJGARH | 11 KV TEJGARH AG | Pateriya Chak | NADHI MELA GHAT WALI | 25 KVA | 162
15290 | Damoh | Damoh South | Tejgarh | TEJGARH | 11 KV TEJGARH AG | Pateriya Chak | GHASITA WALI DP | 25 KVA | 158
15291 | Damoh | Damoh South | Tejgarh | TEJGARH | 11 KV TEJGARH AG | Keolari Upadhyay | DR.K.R .SONI KE KHET PASS | 63 KVA | 124
15292 | Damoh | Damoh South | Tejgarh | TEJGARH | 11 KV TEJGARH AG | Samdai | NADHI KE PASS WALA | 100 KVA | 82
15293 | Damoh | Damoh South | Tejgarh | TEJGARH | 11 KV TEJGARH AG | Putrighat Mal | SAMDAI HAR KE PASS | 100 KVA | 77
15294 | Damoh | Damoh South | Tejgarh | TEJGARH | 11 KV TEJGARH AG | Samdai | SAMDAI ROAD KE PASS | 25 KVA | 51
15295 | Damoh | Damoh South | Tejgarh | TEJGARH | 11 KV TEJGARH AG | Pateriya Chak | NADHI USA PAR WALI | 25 KVA | 164
15296 | Damoh | Damoh South | Tejgarh | TEJGARH | 11 KV TEJGARH AG | Pateriya Chak | NADHI UAS PAR WALI | 25 KVA | 167
15297 | Damoh | Damoh South | Tejgarh | TEJGARH | 11 KV TEJGARH DL | Tejegarh | NADHI IS PAR AIRTEL TOWER | 25 KVA | 387
15298 | Damoh | Damoh South | Tejgarh | TEJGARH | 11 KV TEJGARH DL | Tejegarh | IDIA TOWER | 25 KVA | 385
15299 | Damoh | Damoh South | Tejgarh | TEJGARH | 11 KV TEJGARH DL | Tejegarh | IDIA TOWER | 100 KVA | 379
15300 | Damoh | Damoh South | Tejgarh | TEJGARH | 11 KV TEJGARH DL | Tejegarh | DUBAY WALI DP | 25 KVA | 376
15301 | Damoh | Damoh South | Tejgarh | TEJGARH | 11 KV TEJGARH DL | Tejegarh | RENJAR ROAD | 25 KVA | 371
15302 | Damoh | Damoh South | Tejgarh | TEJGARH | 11 KV TEJGARH DL | Tejegarh | THANE ROAD KE PASS | 100 KVA | 366
15303 | Damoh | Damoh South | Tejgarh | TEJGARH | 11 KV TEJGARH DL | Tejegarh | SAMDAI ROAD KE PASS | 25 KVA | 365
15304 | Damoh | Damoh South | Tejgarh | TEJGARH | 11 KV TEJGARH DL | Tejegarh | BAJJAJ KE GAR PASS | 200 KVA | 356
15305 | Damoh | Damoh South | Tejgarh | TEJGARH | 11 KV TEJGARH DL | Tejegarh | MAIN BUS STEND KE PASS | 200 KVA | 345
15306 | Damoh | Damoh South | Tejgarh | TEJGARH | 11 KV TEJGARH DL | Tejegarh | AIRTEL TOWER KE PASS | 25 KVA | 343
15307 | Damoh | Damoh South | Tejgarh | TEJGARH | 11 KV TEJGARH DL | Tejegarh | RATAN HOTAL KE PASS | 100 KVA | 334
15308 | Damoh | Damoh South | Tejgarh | TEJGARH | 11 KV TEJGARH DL | Tejegarh | DR ANOOP KE GAR PASS | 25 KVA | 332
15309 | Damoh | Damoh South | Tejgarh | TEJGARH | 11 KV TEJGARH DL | Tejegarh | NAHAR KE PASS | 25 KVA | 326
15310 | Damoh | Damoh South | Tejgarh | TEJGARH | 11 KV TEJGARH DL | Tejegarh | KOSTI MOHALLA | 25 KVA | 321
15311 | Damoh | Damoh South | Tejgarh | TEJGARH | 11 KV TEJGARH DL | Tejegarh | NAHAR KE PASS | 63 KVA | 315
15312 | Damoh | Damoh South | Taradehi | TARADEHI | 11 KV SARASBAGLI DL | Khamariya Shivlal | KHANDBALE HAR PUMP WALA | 25 KVA | 431
15313 | Damoh | Damoh South | Taradehi | TARADEHI | 11 KV SARASBAGLI DL | Pindrai Mal | MAHRAJ KE PASS PIDRAI MAL | 25 KVA | 429
15314 | Damoh | Damoh South | Taradehi | TARADEHI | 11 KV SARASBAGLI DL | Pindrai Mal | SCHOOL KE PASS PINDRAI MAL | 25 KVA | 425
15315 | Damoh | Damoh South | Taradehi | TARADEHI | 11 KV SARASBAGLI DL | Pindrai Mal | PINDRAI MAL HARJOO WALA | 25 KVA | 419
15316 | Damoh | Damoh South | Taradehi | TARADEHI | 11 KV SARASBAGLI DL | Khamariya Shivlal | KHANDBALE BASTI BINOD | 25 KVA | 405
15317 | Damoh | Damoh South | Taradehi | TARADEHI | 11 KV SARASBAGLI DL | Khamariya Shivlal | BHARAT KHAMARIYA KUAA WALA | 25 KVA | 400
15318 | Damoh | Damoh South | Taradehi | TARADEHI | 11 KV SARASBAGLI DL | Khamariya Shivlal | RAJJU KHAMARIYA BASI ROD | 25 KVA | 392
15319 | Damoh | Damoh South | Taradehi | TARADEHI | 11 KV SARASBAGLI DL | Khamariya Shivlal | SHIVLAL KHAMARIYA BASTI | 63 KVA | 387
15320 | Damoh | Damoh South | Taradehi | TARADEHI | 11 KV SARASBAGLI DL | Khamariya Shivlal | WW WALA KHAMARIYA DESHRAJ | 25 KVA | 384
15321 | Damoh | Damoh South | Taradehi | TARADEHI | 11 KV SARASBAGLI DL | Khamariya Shivlal | HANMAT KHAMARIYA BASTI | 25 KVA | 382
15322 | Damoh | Damoh South | Taradehi | TARADEHI | 11 KV SARASBAGLI DL | Khamariya Shivlal | SHIVLAL KHAMARIYA KHIRKA WALA | 25 KVA | 373
15323 | Damoh | Damoh South | Taradehi | TARADEHI | 11 KV SARASBAGLI DL | Kopa Deori | KOPADEVRI MANDIR KE PASS | 25 KVA | 349
15324 | Damoh | Damoh South | Taradehi | TARADEHI | 11 KV SARASBAGLI DL | Kopa Deori | KOPADEVRI SCHOOL KE PASS | 25 KVA | 341
15325 | Damoh | Damoh South | Taradehi | TARADEHI | 11 KV SARASBAGLI DL | Jhamra | JHAMRA BASTI MAHRAJPUR ROD | 25 KVA | 335
15326 | Damoh | Damoh South | Taradehi | TARADEHI | 11 KV SARASBAGLI DL | Jhamra | JHAMRA BASTI | 25 KVA | 330
15327 | Damoh | Damoh South | Taradehi | TARADEHI | 11 KV SARASBAGLI DL | Jhamra | DELAN SINGH PUMP JHHAMAR | 25 KVA | 327
15328 | Damoh | Damoh South | Taradehi | TARADEHI | 11 KV SARASBAGLI DL | Jhamra | RAMKUMAR PUMP JHAMRA | 63 KVA | 323
15329 | Damoh | Damoh South | Taradehi | TARADEHI | 11 KV SARASBAGLI DL | Khamtara Mal | KHAMTRA BASTI BUS STEND | 25 KVA | 315
15330 | Damoh | Damoh South | Taradehi | TARADEHI | 11 KV SARASBAGLI DL | Khamtara Mal | KHAMTRA BASTI SCHOOL KE PASS | 25 KVA | 313
15331 | Damoh | Damoh South | Taradehi | TARADEHI | 11 KV SARASBAGLI DL | Khamtara Mal | JIO TABAR KHAMTA BASTI | 25 KVA | 306
15332 | Damoh | Damoh South | Taradehi | TARADEHI | 11 KV SARASBAGLI DL | Kosmada | KOSAMDA BASTI | 63 KVA | 299
15333 | Damoh | Damoh South | Taradehi | TARADEHI | 11 KV SARASBAGLI DL | Kot Kheda Mal | KOTKHEDA BASI HARIJAN COLONY | 25 KVA | 293
15334 | Damoh | Damoh South | Taradehi | TARADEHI | 11 KV SARASBAGLI DL | Kot Kheda Mal | KOTKHEDA BASI KHIRKA | 63 KVA | 281
15335 | Damoh | Damoh South | Taradehi | TARADEHI | 11 KV SARASBAGLI DL | Sarra Tuda | MUKESH/LOKNATH PUMP | 25 KVA | 266
15336 | Damoh | Damoh South | Taradehi | TARADEHI | 11 KV SARASBAGLI DL | Sarra Tuda | SARRA TUNDA BASTI 02 | 25 KVA | 258
15337 | Damoh | Damoh South | Taradehi | TARADEHI | 11 KV SARASBAGLI DL | Sarra Tuda | SARRA TUNDA BASTI 01 | 25 KVA | 229
15338 | Damoh | Damoh South | Taradehi | TARADEHI | 11 KV SARASBAGLI DL | Chor Khamariya | PAHLAD CHORKHAMARIYA PUMP | 25 KVA | 221
15339 | Damoh | Damoh South | Taradehi | TARADEHI | 11 KV SARASBAGLI DL | Chor Khamariya | CHORKHAMARIYA BASTI | 25 KVA | 218
15340 | Damoh | Damoh South | Taradehi | TARADEHI | 11 KV SARASBAGLI DL | Saras Bagli Mal | SARASBAGLI BASTI | 63 KVA | 206
15341 | Damoh | Damoh South | Taradehi | TARADEHI | 11 KV SARASBAGLI DL | Saras Bagli Ryt | SARASBAGLI BASTI KHIRKA BALI | 25 KVA | 204
15342 | Damoh | Damoh South | Taradehi | TARADEHI | 11 KV SARASBAGLI DL | Saras Bagli Mal | SARASBAGLI BASTI TIRAHA NARENDRA | 100 KVA | 199
15343 | Damoh | Damoh South | Taradehi | TARADEHI | 11 KV SARASBAGLI DL | Saras Bagli Mal | W/W SARASBAGLI | 25 KVA | 188
15344 | Damoh | Damoh South | Taradehi | TARADEHI | 11 KV SARASBAGLI DL | Khamtara Mal | DEVKARAN KHAMTRA TAPARIYA PUMP | 25 KVA | 171
15345 | Damoh | Damoh South | Taradehi | TARADEHI | 11 KV SARASBAGLI DL | Khamtara Mal | BOTAL BAHAR KHAMTRA TAPARIYA PUMP | 100 KVA | 166
15346 | Damoh | Damoh South | Taradehi | TARADEHI | 11 KV SARASBAGLI DL | Bamhori Ryt | PUCHHI BAMHORI HAR | 25 KVA | 133
15347 | Damoh | Damoh South | Taradehi | TARADEHI | 11 KV SARASBAGLI DL | Barbata Taradehi | BARAPTA BASTI WALA | 25 KVA | 110
15348 | Damoh | Damoh South | Taradehi | TARADEHI | 11 KV SARASBAGLI DL | Bamhori Ryt | MAJHA BASTI WALA | 25 KVA | 85
15349 | Damoh | Damoh South | Taradehi | TARADEHI | 11 KV SARASBAGLI DL | Bamhori Ryt | BAMHORA BASTI | 63 KVA | 73
15350 | Damoh | Damoh South | Taradehi | TARADEHI | 11 KV SARASBAGLI DL | Bamhori Mal | BAMOHRI BASTI SCHOOL KE PASS | 25 KVA | 67
15351 | Damoh | Damoh South | Taradehi | TARADEHI | 11 KV SARASBAGLI DL | Bamhori Mal | BAMOHRI MALL BASTI | 25 KVA | 60
15352 | Damoh | Damoh South | Taradehi | TARADEHI | 11 KV SARASBAGLI DL | Bamhori Mal | BAMOHRI RAIYAT WARI | 25 KVA | 59
15353 | Damoh | Damoh South | Taradehi | TARADEHI | 11 KV SARASBAGLI DL | Bamhori Mal | BAMOHRI BASTI | 100 KVA | 51
15354 | Damoh | Damoh South | Taradehi | TARADEHI | 11 KV SARASBAGLI DL | Bansi | BHARAT BASI BASTI WALA | 25 KVA | 448
15355 | Damoh | Damoh South | Taradehi | TARADEHI | 11 KV SARASBAGLI DL | Bansi | GIRDHARI BASI BASTI WALA | 25 KVA | 451
15356 | Damoh | Damoh South | Taradehi | TARADEHI | 11 KV SARASBAGLI DL | Bansi | BASI BASTI JABAHAR | 63 KVA | 452
15357 | Damoh | Damoh South | Taradehi | TARADEHI | 11 KV SARASBAGLI DL | Bansi | NIRPAT SARPANCH BASI PUMP | 25 KVA | 459
15358 | Damoh | Damoh South | Taradehi | TARADEHI | 11 KV SARASBAGLI DL | Bansi | BABUSINGH NONESINGH BASI PUMP | 25 KVA | 463
15359 | Damoh | Damoh South | Taradehi | TARADEHI | 11 KV SARASBAGLI DL | Sarra Tuda | BEERENDRA BILTRA PUMP | 25 KVA | 467
15360 | Damoh | Damoh South | Taradehi | TARADEHI | 11 KV SARASBAGLI DL | Bansi | GATTU SARPANCH BASI BASTI | 100 KVA | 477
15361 | Damoh | Damoh South | Taradehi | TARADEHI | 11 KV SARASBAGLI DL | NO VILLAGE FOUND | KALU HARIJAN PUL KE PASS | 25 KVA | 488
15362 | Damoh | Damoh South | Taradehi | TARADEHI | 11 KV SARASBAGLI DL | NO VILLAGE FOUND | KOTKHEDA HARIJAN MUHALLA | 25 KVA | 498
15363 | Damoh | Damoh South | Taradehi | TARADEHI | 11 KV SARASBAGLI DL | NO VILLAGE FOUND | KHAMTRA TAPARIYA HARIJAN | 25 KVA | 502
15364 | Damoh | Damoh South | Taradehi | TARADEHI | 11 KV SARASBAGLI DL | NO VILLAGE FOUND | KHAMTRA TAPARIYA HARIJAN 2 | 25 KVA | 504
15365 | Damoh | Damoh South | Taradehi | TARADEHI | 11 KV SARASBAGLI DL | NO VILLAGE FOUND | BANSI PINDRAI KE BEECH TOLA | 25 KVA | 517
15366 | Damoh | Damoh South | Taradehi | TARADEHI | 11 KV SARASBAGLI DL | NO VILLAGE FOUND | SHIVLAL KHAMARIYA BASTI MANDIR KE PASS | 25 KVA | 524
15367 | Damoh | Damoh South | Taradehi | TARADEHI | 11 KV SARRA DL | Majguwan Sarra | DEVENDRA JAIN WALA | 25 KVA | 1133
15368 | Damoh | Damoh South | Taradehi | TARADEHI | 11 KV SARRA DL | Sataperi Ryt | NIRPAT ADIWASI WALA | 25 KVA | 1124
15369 | Damoh | Damoh South | Taradehi | TARADEHI | 11 KV SARRA DL | Sataperi Ryt | MICHAI ADIWASI PIPARHAR WALA | 16 KVA | 1115
15370 | Damoh | Damoh South | Taradehi | TARADEHI | 11 KV SARRA DL | Sataperi Ryt | SAHAB SINGH WALA PIPAR HAR | 25 KVA | 1110
15371 | Damoh | Damoh South | Taradehi | TARADEHI | 11 KV SARRA DL | Sataperi Ryt | BARELALA CHAKRAWARTI WALA | 25 KVA | 1105
15372 | Damoh | Damoh South | Taradehi | TARADEHI | 11 KV SARRA DL | Sataperi Ryt | RATAN CHAKRAWARTI WALA | 25 KVA | 1103
15373 | Damoh | Damoh South | Taradehi | TARADEHI | 11 KV SARRA DL | Sataperi Ryt | DHARAMDAS ADIWASI PIPARHAR WALA | 25 KVA | 1096
15374 | Damoh | Damoh South | Taradehi | TARADEHI | 11 KV SARRA DL | Sataperi Ryt | KHAND WALA PIPAR HAR | 25 KVA | 1094
15375 | Damoh | Damoh South | Taradehi | TARADEHI | 11 KV SARRA DL | Majguwan Sarra | MAJHGUAN BASTI | 63 KVA | 1072
15376 | Damoh | Damoh South | Taradehi | TARADEHI | 11 KV SARRA DL | Majguwan Sarra | MAHESH GOND MULRA WALA | 25 KVA | 1067
15377 | Damoh | Damoh South | Taradehi | TARADEHI | 11 KV SARRA DL | Majguwan Sarra | MANOJ JAIN WALA | 25 KVA | 1062
15378 | Damoh | Damoh South | Taradehi | TARADEHI | 11 KV SARRA DL | Ted Mihguwan Ryt | BATAI ADIWASI WALA | 25 KVA | 1039
15379 | Damoh | Damoh South | Taradehi | TARADEHI | 11 KV SARRA DL | Ted Mihguwan Ryt | SAHAB SINGH BALA BABBA | 25 KVA | 1035
15380 | Damoh | Damoh South | Taradehi | TARADEHI | 11 KV SARRA DL | Ted Mihguwan Ryt | BALA BABBA BASTI | 25 KVA | 1033
15381 | Damoh | Damoh South | Taradehi | TARADEHI | 11 KV SARRA DL | Ted Mihguwan Ryt | ARVIND KHAMARIYA WALA | 63 KVA | 1026
15382 | Damoh | Damoh South | Taradehi | TARADEHI | 11 KV SARRA DL | Ted Mihguwan Ryt | KOMAL CHAND JAIN WALA | 25 KVA | 1019
15383 | Damoh | Damoh South | Taradehi | TARADEHI | 11 KV SARRA DL | Sataperi Ryt | SURESH KEWLARI WALA | 25 KVA | 1018
15384 | Damoh | Damoh South | Taradehi | TARADEHI | 11 KV SARRA DL | Ted Mihguwan Ryt | MANOJ DWIVEDI WLA | 25 KVA | 1015
15385 | Damoh | Damoh South | Taradehi | TARADEHI | 11 KV SARRA DL | Sataperi Ryt | SOORA GOND WALA | 25 KVA | 1006
15386 | Damoh | Damoh South | Taradehi | TARADEHI | 11 KV SARRA DL | Sataperi Ryt | SATAPERY BASTI | 25 KVA | 1001
15387 | Damoh | Damoh South | Taradehi | TARADEHI | 11 KV SARRA DL | Keolari Taradehi | ROOP SINGH KEWLARI WALA | 25 KVA | 995
15388 | Damoh | Damoh South | Taradehi | TARADEHI | 11 KV SARRA DL | Sataperi Ryt | NARESH DUBEY WALA | 25 KVA | 993
15389 | Damoh | Damoh South | Taradehi | TARADEHI | 11 KV SARRA DL | Sataperi Ryt | JAWAHAR SACHIV WALA AG | 63 KVA | 988
15390 | Damoh | Damoh South | Taradehi | TARADEHI | 11 KV SARRA DL | Sataperi Ryt | RAMESH GOND WALA AG | 25 KVA | 984
15391 | Damoh | Damoh South | Taradehi | TARADEHI | 11 KV SARRA DL | Sataperi Ryt | NARENDRA SATAPERY AG | 25 KVA | 977
15392 | Damoh | Damoh South | Taradehi | TARADEHI | 11 KV SARRA DL | Sataperi Ryt | PACHPEDU AJAY LODHI | 25 KVA | 967
15393 | Damoh | Damoh South | Taradehi | TARADEHI | 11 KV SARRA DL | Sataperi Ryt | PACHPEDU BASTI | 63 KVA | 964
15394 | Damoh | Damoh South | Taradehi | TARADEHI | 11 KV SARRA DL | Mulra | MULRA BASTI 2 | 25 KVA | 946
15395 | Damoh | Damoh South | Taradehi | TARADEHI | 11 KV SARRA DL | Mulra | MULRA BASTI | 25 KVA | 940
15396 | Damoh | Damoh South | Taradehi | TARADEHI | 11 KV SARRA DL | Mulra | RAMSINGH MULRA | 25 KVA | 934
15397 | Damoh | Damoh South | Taradehi | TARADEHI | 11 KV SARRA DL | Mulra | MULRA KACHAR | 63 KVA | 922
15398 | Damoh | Damoh South | Taradehi | TARADEHI | 11 KV SARRA DL | Keolari Taradehi | KHAJRI WALA | 25 KVA | 914
15399 | Damoh | Damoh South | Taradehi | TARADEHI | 11 KV SARRA DL | Keolari Taradehi | GOKAL KEWLARI | 25 KVA | 912
15400 | Damoh | Damoh South | Taradehi | TARADEHI | 11 KV SARRA DL | Keolari Taradehi | SANTOSH KEWLARI | 25 KVA | 904
15401 | Damoh | Damoh South | Taradehi | TARADEHI | 11 KV SARRA DL | Keolari Taradehi | BIHARI KEWLARI | 25 KVA | 903
15402 | Damoh | Damoh South | Taradehi | TARADEHI | 11 KV SARRA DL | Keolari Taradehi | PATEL BANJARYA | 25 KVA | 899
15403 | Damoh | Damoh South | Taradehi | TARADEHI | 11 KV SARRA DL | Bardhghati | BARDHGHATI BASTI | 63 KVA | 875
15404 | Damoh | Damoh South | Taradehi | TARADEHI | 11 KV SARRA DL | Bardhghati | SHYAM RANI KARPETI BARDHGHATI | 25 KVA | 866
15405 | Damoh | Damoh South | Taradehi | TARADEHI | 11 KV SARRA DL | Keolari Taradehi | KEWLARI BASTI 2 | 25 KVA | 858
15406 | Damoh | Damoh South | Taradehi | TARADEHI | 11 KV SARRA DL | Keolari Taradehi | KEWLARI BASTI 1 | 25 KVA | 853
15407 | Damoh | Damoh South | Taradehi | TARADEHI | 11 KV SARRA DL | Biltara | BITRA W/W | 25 KVA | 834
15408 | Damoh | Damoh South | Taradehi | TARADEHI | 11 KV SARRA DL | Biltara | BILTRA COLONY | 25 KVA | 824
15409 | Damoh | Damoh South | Taradehi | TARADEHI | 11 KV SARRA DL | Biltara | BILTRA BASTI TIGADDA | 63 KVA | 817
15410 | Damoh | Damoh South | Taradehi | TARADEHI | 11 KV SARRA DL | Biltara | AIRTEL TOWER BILTRA | 25 KVA | 816
15411 | Damoh | Damoh South | Taradehi | TARADEHI | 11 KV SARRA DL | Biltara | HARIJAN COLONY BILTRA | 25 KVA | 815
15412 | Damoh | Damoh South | Taradehi | TARADEHI | 11 KV SARRA DL | Bamnoda | LAGRA TAPARIYA | 25 KVA | 793
15413 | Damoh | Damoh South | Taradehi | TARADEHI | 11 KV SARRA DL | Bamnoda | KALU FAKEERE DAHRA | 25 KVA | 787
15414 | Damoh | Damoh South | Taradehi | TARADEHI | 11 KV SARRA DL | Bamnoda | DAHRA BASTI | 63 KVA | 783
15415 | Damoh | Damoh South | Taradehi | TARADEHI | 11 KV SARRA DL | Bamnoda | W/W BAMNODA | 25 KVA | 777
15416 | Damoh | Damoh South | Taradehi | TARADEHI | 11 KV SARRA DL | Bamnoda | HARIJAN COLONY BAMNODA | 25 KVA | 774
15417 | Damoh | Damoh South | Taradehi | TARADEHI | 11 KV SARRA DL | Bamnoda | BAMNODA BASTI TIRAHA | 25 KVA | 766
15418 | Damoh | Damoh South | Taradehi | TARADEHI | 11 KV SARRA DL | Bamnoda | BAMMNODA BASTI | 25 KVA | 759
15419 | Damoh | Damoh South | Taradehi | TARADEHI | 11 KV SARRA DL | Gopalpur | GOPALPUR BASTI | 63 KVA | 758
15420 | Damoh | Damoh South | Taradehi | TARADEHI | 11 KV SARRA DL | Kodal | KODAL BASTI TIRAHA | 63 KVA | 712
15421 | Damoh | Damoh South | Taradehi | TARADEHI | 11 KV SARRA DL | Kodal | KODAL SCHOOL KE PASS | 25 KVA | 710
15422 | Damoh | Damoh South | Taradehi | TARADEHI | 11 KV SARRA DL | Daroli | MANDHI MAHRAJ DAROLI | 25 KVA | 697
15423 | Damoh | Damoh South | Taradehi | TARADEHI | 11 KV SARRA DL | Daroli | W/W DAROLI | 25 KVA | 690
15424 | Damoh | Damoh South | Taradehi | TARADEHI | 11 KV SARRA DL | Daroli | DAROLI BASTI 03 | 63 KVA | 683
15425 | Damoh | Damoh South | Taradehi | TARADEHI | 11 KV SARRA DL | Daroli | DAROLI BASTI CHAKKI WALA | 25 KVA | 674
15426 | Damoh | Damoh South | Taradehi | TARADEHI | 11 KV SARRA DL | Daroli | DAROLI BASTI PULIYA 01 | 25 KVA | 673
15427 | Damoh | Damoh South | Taradehi | TARADEHI | 11 KV SARRA DL | Daroli | INDRA NAGAR BASTI DAROLI | 25 KVA | 649
15428 | Damoh | Damoh South | Taradehi | TARADEHI | 11 KV SARRA DL | Samnapur Mal | MEDHE WALA SAMNAPUR | 63 KVA | 634
15429 | Damoh | Damoh South | Taradehi | TARADEHI | 11 KV SARRA DL | Hanumat Bago | PINDRAI BASTI 2 | 25 KVA | 627
15430 | Damoh | Damoh South | Taradehi | TARADEHI | 11 KV SARRA DL | Hanumat Bago | PINDRAI BASTI 1 | 25 KVA | 625
15431 | Damoh | Damoh South | Taradehi | TARADEHI | 11 KV SARRA DL | Hanumat Bago | JAMUN BASTI 04 | 25 KVA | 605
15432 | Damoh | Damoh South | Taradehi | TARADEHI | 11 KV SARRA DL | Hanumat Bago | JAMUN BASTI 03 | 25 KVA | 600
15433 | Damoh | Damoh South | Taradehi | TARADEHI | 11 KV SARRA DL | Hanumat Bago | JAMUN BASTI 2 | 25 KVA | 594
15434 | Damoh | Damoh South | Taradehi | TARADEHI | 11 KV SARRA DL | Hanumat Bago | REALIANCE TOWER JAMUN | 25 KVA | 591
15435 | Damoh | Damoh South | Taradehi | TARADEHI | 11 KV SARRA DL | Hanumat Bago | JAMUN BASTI 1 | 25 KVA | 582
15436 | Damoh | Damoh South | Taradehi | TARADEHI | 11 KV SARRA DL | Deori Khari | KHARI BASTI 2 | 25 KVA | 517
15437 | Damoh | Damoh South | Taradehi | TARADEHI | 11 KV SARRA DL | Harrai Khari Deori | KHARI BASTI 1 | 25 KVA | 515
15438 | Damoh | Damoh South | Taradehi | TARADEHI | 11 KV SARRA DL | Samnapur Mal | RAJSHRI YADAV SAMNAPUR | 25 KVA | 393
15439 | Damoh | Damoh South | Taradehi | TARADEHI | 11 KV SARRA DL | Jaitgarh Mal | PAWAN JAIN SARRA | 25 KVA | 329
15440 | Damoh | Damoh South | Taradehi | TARADEHI | 11 KV SARRA DL | Jaitgarh Mal | NANHE SINGH LODHI SARRA | 63 KVA | 324
15441 | Damoh | Damoh South | Taradehi | TARADEHI | 11 KV SARRA DL | Chandna | CHANDNA BASTI 3 | 25 KVA | 319
15442 | Damoh | Damoh South | Taradehi | TARADEHI | 11 KV SARRA DL | Chandna | CHANDNA BASTI 2 | 25 KVA | 312
15443 | Damoh | Damoh South | Taradehi | TARADEHI | 11 KV SARRA DL | Harrai Khari Deori | HARRAI BASTI 4 | 25 KVA | 306
15444 | Damoh | Damoh South | Taradehi | TARADEHI | 11 KV SARRA DL | Harrai Khari Deori | HARRAI BASTI 3 | 25 KVA | 300
15445 | Damoh | Damoh South | Taradehi | TARADEHI | 11 KV SARRA DL | Harrai Khari Deori | HARRAI SCHOOL KE PASS | 63 KVA | 298
15446 | Damoh | Damoh South | Taradehi | TARADEHI | 11 KV SARRA DL | Harrai Khari Deori | RELIANCE TOWER HARRAI | 25 KVA | 295
15447 | Damoh | Damoh South | Taradehi | TARADEHI | 11 KV SARRA DL | Harrai Khari Deori | HARRAI BASTI 2 | 25 KVA | 288
15448 | Damoh | Damoh South | Taradehi | TARADEHI | 11 KV SARRA DL | Harrai Khari Deori | HARRAI BASTI 1 | 25 KVA | 286
15449 | Damoh | Damoh South | Taradehi | TARADEHI | 11 KV SARRA DL | Chandna | CHANDNA BASTI 1 | 25 KVA | 275
15450 | Damoh | Damoh South | Taradehi | TARADEHI | 11 KV SARRA DL | Deori Khari | KHARI BASTI | 25 KVA | 256
15451 | Damoh | Damoh South | Taradehi | TARADEHI | 11 KV SARRA DL | Deori Khari | KHARI TOLA | 25 KVA | 251
15452 | Damoh | Damoh South | Taradehi | TARADEHI | 11 KV SARRA DL | Deori Khari | DEVRI BASTI | 25 KVA | 239
15453 | Damoh | Damoh South | Taradehi | TARADEHI | 11 KV SARRA DL | Deori Khari | RELIANCE TOWER DEVRI KHARI | 25 KVA | 237
15454 | Damoh | Damoh South | Taradehi | TARADEHI | 11 KV SARRA DL | Deori Khari | DEVRI TOLA | 25 KVA | 228
15455 | Damoh | Damoh South | Taradehi | TARADEHI | 11 KV SARRA DL | Palwa | PALWA BASTI 2 | 25 KVA | 177
15456 | Damoh | Damoh South | Taradehi | TARADEHI | 11 KV SARRA DL | Palwa | PALWA BASTI 1 | 63 KVA | 168
15457 | Damoh | Damoh South | Taradehi | TARADEHI | 11 KV SARRA DL | Pondi Taradehi | PONDI BASTI 3 | 25 KVA | 97
15458 | Damoh | Damoh South | Taradehi | TARADEHI | 11 KV SARRA DL | Pondi Taradehi | BASTI SCHOOL KE PASS PONDI | 25 KVA | 89
15459 | Damoh | Damoh South | Taradehi | TARADEHI | 11 KV SARRA DL | Pondi Taradehi | PONDI BASTI | 63 KVA | 83
15460 | Damoh | Damoh South | Taradehi | TARADEHI | 11 KV SARRA DL | Jaitgarh Mal | HARIJAN BASTI JAITGARH | 25 KVA | 68
15461 | Damoh | Damoh South | Taradehi | TARADEHI | 11 KV SARRA DL | Jaitgarh Mal | JAITGARH BASTI | 63 KVA | 59
15462 | Damoh | Damoh South | Taradehi | TARADEHI | 11 KV SARRA DL | Jaitgarh Mal | JATGARH BASTI | 25 KVA | 54
15463 | Damoh | Damoh South | Taradehi | TARADEHI | 11 KV SARRA DL | Jaitgarh Mal | HEERA LAL STD | 25 KVA | 44
15464 | Damoh | Damoh South | Taradehi | TARADEHI | 11 KV SARRA DL | Bansi | SANTOSH GHOSI SARRA | 63 KVA | 30
15465 | Damoh | Damoh South | Taradehi | TARADEHI | 11 KV SARRA DL | Majguwan Sarra | MAJHGUAN BASTI 2 | 25 KVA | 1139
15466 | Damoh | Damoh South | Taradehi | TARADEHI | 11 KV SARRA DL | Majguwan Sarra | JIVAN SARPANCH MAJHGUAN | 25 KVA | 1153
15467 | Damoh | Damoh South | Taradehi | TARADEHI | 11 KV SARRA DL | Bhainsa Sarra | BHAGWAN DAS BHAINSA WALA | 25 KVA | 1169
15468 | Damoh | Damoh South | Taradehi | TARADEHI | 11 KV SARRA DL | NO VILLAGE FOUND | DTR NOT TAGGED | 25 KVA | 1172
15469 | Damoh | Damoh South | Taradehi | TARADEHI | 11 KV SARRA DL | NO VILLAGE FOUND | DAROLI PUMP BHURA WALA | 25 KVA | 1179
15470 | Damoh | Damoh South | Taradehi | TARADEHI | 11 KV SARRA DL | NO VILLAGE FOUND | HARI SINGH PUMP BILTRA | 25 KVA | 1183
15471 | Damoh | Damoh South | Taradehi | TARADEHI | 11 KV SARRA DL | NO VILLAGE FOUND | PATPARA MUHALLA KODAL | 25 KVA | 1192
15472 | Damoh | Damoh South | Taradehi | TARADEHI | 11 KV SARRA DL | NO VILLAGE FOUND | PONDI BASTI MANDIR KE PASS | 25 KVA | 1199
15473 | Damoh | Damoh South | Taradehi | TARADEHI | 11 KV TARADEHI DL | NO VILLAGE FOUND | PETROL PUMP SAMNAPUR | 25 KVA | 1429
15474 | Damoh | Damoh South | Taradehi | TARADEHI | 11 KV TARADEHI DL | NO VILLAGE FOUND | SAKLA MAL BASTI | 25 KVA | 1417
15475 | Damoh | Damoh South | Taradehi | TARADEHI | 11 KV TARADEHI DL | NO VILLAGE FOUND | DTR NOT TAGGED | 25 KVA | 1414
15476 | Damoh | Damoh South | Taradehi | TARADEHI | 11 KV TARADEHI DL | Bhainsa Sarra | BHESHA BASTI F S | 25 KVA | 1412
15477 | Damoh | Damoh South | Taradehi | TARADEHI | 11 KV TARADEHI DL | Majguwan Sarra | JEEVAN SARPANCH BHESA | 25 KVA | 1398
15478 | Damoh | Damoh South | Taradehi | TARADEHI | 11 KV TARADEHI DL | Bhainsa Sarra | MAJGUAA BASI | 25 KVA | 1386
15479 | Damoh | Damoh South | Taradehi | TARADEHI | 11 KV TARADEHI DL | Bhainsa Sarra | DEVENDRA JAINE SARRA PUMP | 25 KVA | 1380
15480 | Damoh | Damoh South | Taradehi | TARADEHI | 11 KV TARADEHI DL | Foolar | MICHAI GOUND PEEPARHAR | 25 KVA | 1371
15481 | Damoh | Damoh South | Taradehi | TARADEHI | 11 KV TARADEHI DL | Foolar | BARELAL KUMAH SARRA | 25 KVA | 1367
15482 | Damoh | Damoh South | Taradehi | TARADEHI | 11 KV TARADEHI DL | Foolar | SAHAB SINGH LODHI PEEPAR HAR | 25 KVA | 1356
15483 | Damoh | Damoh South | Taradehi | TARADEHI | 11 KV TARADEHI DL | Foolar | RATTOO KUMHAR SARRA | 25 KVA | 1349
15484 | Damoh | Damoh South | Taradehi | TARADEHI | 11 KV TARADEHI DL | Foolar | PEEPAR HAR GANESH GOUND | 25 KVA | 1342
15485 | Damoh | Damoh South | Taradehi | TARADEHI | 11 KV TARADEHI DL | Foolar | KHANDBARE KHAMARIYA PUMP | 25 KVA | 1340
15486 | Damoh | Damoh South | Taradehi | TARADEHI | 11 KV TARADEHI DL | Bhainsa Sarra | MAJGUAA BASTI | 63 KVA | 1319
15487 | Damoh | Damoh South | Taradehi | TARADEHI | 11 KV TARADEHI DL | Bhainsa Sarra | BALEND GOUND MULRA PUMP | 63 KVA | 1316
15488 | Damoh | Damoh South | Taradehi | TARADEHI | 11 KV TARADEHI DL | Bhainsa Sarra | MANOJ JAINE MAJHGUA | 25 KVA | 1310
15489 | Damoh | Damoh South | Taradehi | TARADEHI | 11 KV TARADEHI DL | Ted Mihguwan Ryt | BALABABA BASTI SCHOOL KE PASS | 25 KVA | 1290
15490 | Damoh | Damoh South | Taradehi | TARADEHI | 11 KV TARADEHI DL | Ted Mihguwan Ryt | BHARTOO KHAMARIYA BALABABA | 63 KVA | 1283
15491 | Damoh | Damoh South | Taradehi | TARADEHI | 11 KV TARADEHI DL | Ted Mihguwan Ryt | DHEERAJ SAHAB LODHI BALABABA | 25 KVA | 1272
15492 | Damoh | Damoh South | Taradehi | TARADEHI | 11 KV TARADEHI DL | Ted Mihguwan Ryt | BATAI GOUND BALABABA | 25 KVA | 1276
15493 | Damoh | Damoh South | Taradehi | TARADEHI | 11 KV TARADEHI DL | Ted Mihguwan Ryt | RAGBEER GOUND BALABABA | 25 KVA | 1270
15494 | Damoh | Damoh South | Taradehi | TARADEHI | 11 KV TARADEHI DL | Ted Mihguwan Ryt | BALENDRA MUNNA BALABABA | 25 KVA | 1262
15495 | Damoh | Damoh South | Taradehi | TARADEHI | 11 KV TARADEHI DL | Ted Mihguwan Ryt | MANOJ DUBY BALABABA | 25 KVA | 1265
15496 | Damoh | Damoh South | Taradehi | TARADEHI | 11 KV TARADEHI DL | Foolar | SHIVRAJ GOUND PUMP | 25 KVA | 1257
15497 | Damoh | Damoh South | Taradehi | TARADEHI | 11 KV TARADEHI DL | Foolar | PACHPEDU BASI | 25 KVA | 1252
15498 | Damoh | Damoh South | Taradehi | TARADEHI | 11 KV TARADEHI DL | Majhguwa Bhainsa | KEVLARI HAR KHARRA GHAT | 25 KVA | 1246
15499 | Damoh | Damoh South | Taradehi | TARADEHI | 11 KV TARADEHI DL | Majhguwa Bhainsa | NARESH DUBY TARADEHI PUMP | 25 KVA | 1238
15500 | Damoh | Damoh South | Taradehi | TARADEHI | 11 KV TARADEHI DL | Foolar | JABAHAR LODHI PUMP SATAPERI | 63 KVA | 1233
15601 | Damoh | Damoh South | Taradehi | TARADEHI | 11 KV TARADEHI DL | Jaitgarh Mal | JETGHAD TIRAHA WW | 63 KVA | 142
15602 | Damoh | Damoh South | Taradehi | TARADEHI | 11 KV TARADEHI DL | Taradehi Mal | NARENDRA STD WALA | 25 KVA | 120
15603 | Damoh | Damoh South | Taradehi | TARADEHI | 11 KV TARADEHI DL | Taradehi Mal | BUS STEND TARADEHI | 200 KVA | 119
15604 | Damoh | Damoh South | Taradehi | TARADEHI | 11 KV TARADEHI DL | Taradehi Mal | PULIC STESION KE SAMNE | 25 KVA | 110
15605 | Damoh | Damoh South | Taradehi | TARADEHI | 11 KV TARADEHI DL | Taradehi Mal | PULIC STESION KE PEECHHE | 63 KVA | 83
15606 | Damoh | Damoh South | Taradehi | TARADEHI | 11 KV TARADEHI DL | Taradehi Mal | JINESH KUMAR SHIGAI PUMP | 25 KVA | 58
15607 | Damoh | Damoh South | Taradehi | TARADEHI | 11 KV TARADEHI DL | Taradehi Mal | PHULLU WALA | 25 KVA | 59
15608 | Damoh | Damoh South | Taradehi | TARADEHI | 11 KV TARADEHI DL | Taradehi Mal | RAWAT MOHALLA NO.1 | 25 KVA | 48
15609 | Damoh | Damoh South | Taradehi | TARADEHI | 11 KV TARADEHI DL | Taradehi Mal | GUDDA MASAB WALA | 25 KVA | 45
15610 | Damoh | Damoh South | Taradehi | TARADEHI | 11 KV TARADEHI DL | Taradehi Mal | W/W FILTER WALA | 25 KVA | 36
15611 | Damoh | Damoh South | Taradehi | TARADEHI | 11 KV TARADEHI DL | Taradehi Mal | BINK KE SAMNE WALA | 25 KVA | 24
15612 | Damoh | Damoh South | Taradehi | TARADEHI | 11 KV TARADEHI DL | Taradehi Mal | BINK KE PASS WALA | 63 KVA | 21
15613 | Damoh | Damoh South | Taradehi | TARADEHI | 11 KV TARADEHI DL | Taradehi Mal | SUB STESION KE SAMNE WALA | 25 KVA | 13
15614 | Damoh | Damoh South | Taradehi | TARADEHI | 11 KV TARADEHI DL | Taradehi Mal | RILANICE TAWAR | 25 KVA | 12
15615 | Damoh | Damoh South | Taradehi | TARADEHI | 11 KV TARADEHI DL | Taradehi Mal | SUB STESION KE PASS COLONY WALA | 25 KVA | 6
15616 | Damoh | Damoh South | Tendukheda | TENDUKHEDA | 11 KV DHANGOUR AG | Baheriya Ryt No.2 | KACHAR HAR | 25 KVA | 945
15617 | Damoh | Damoh South | Tendukheda | TENDUKHEDA | 11 KV DHANGOUR AG | Baheriya Ryt No.2 | PURANA W/W DHANGOUR | 25 KVA | 940
15618 | Damoh | Damoh South | Tendukheda | TENDUKHEDA | 11 KV DHANGOUR AG | Amwahi Mal | BADA DEV MANDIR KE PASS BHOPATHA | 25 KVA | 917
15619 | Damoh | Damoh South | Tendukheda | TENDUKHEDA | 11 KV DHANGOUR AG | Amwahi Mal | VIJAY BADIPURA AG | 25 KVA | 897
15620 | Damoh | Damoh South | Tendukheda | TENDUKHEDA | 11 KV DHANGOUR AG | Bagdari | CHUTTAN PAAL AMWAHI | 63 KVA | 892
15621 | Damoh | Damoh South | Tendukheda | TENDUKHEDA | 11 KV DHANGOUR AG | Bagdari | PAAL MUHALLA AMWAHI | 25 KVA | 889
15622 | Damoh | Damoh South | Tendukheda | TENDUKHEDA | 11 KV DHANGOUR AG | Bagdari | SEWARAM PAAL AMWAHI AG | 25 KVA | 884
15623 | Damoh | Damoh South | Tendukheda | TENDUKHEDA | 11 KV DHANGOUR AG | Bagdari | AMWAHI HAR WALA | 25 KVA | 880
15624 | Damoh | Damoh South | Tendukheda | TENDUKHEDA | 11 KV DHANGOUR AG | Bagdari | CHANDRABHAN GHOSHI RAMADEHI AG | 63 KVA | 875
15625 | Damoh | Damoh South | Tendukheda | TENDUKHEDA | 11 KV DHANGOUR AG | Bagdari | MANGAL GHOSHI RAMADEHI AG | 25 KVA | 873
15626 | Damoh | Damoh South | Tendukheda | TENDUKHEDA | 11 KV DHANGOUR AG | Bagdari | ASHARANI GHOSHI RAMADEHI AG | 25 KVA | 866
15627 | Damoh | Damoh South | Tendukheda | TENDUKHEDA | 11 KV DHANGOUR AG | Bagdari | PREM WALA | 25 KVA | 863
15628 | Damoh | Damoh South | Tendukheda | TENDUKHEDA | 11 KV DHANGOUR AG | Bagdari | GORE LAL RAMADEHI AG | 63 KVA | 853
15629 | Damoh | Damoh South | Tendukheda | TENDUKHEDA | 11 KV DHANGOUR AG | Bagdari | GHOSHI WALA RAMADEHI | 25 KVA | 850
15630 | Damoh | Damoh South | Tendukheda | TENDUKHEDA | 11 KV DHANGOUR AG | Bagdari | DWARKA WALA AG RAMADEHI | 25 KVA | 845
15631 | Damoh | Damoh South | Tendukheda | TENDUKHEDA | 11 KV DHANGOUR AG | Bagdari | DEVI SINGH RAMADEHI AG | 25 KVA | 841
15632 | Damoh | Damoh South | Tendukheda | TENDUKHEDA | 11 KV DHANGOUR AG | Bagdari | UPADHYAY WALA | 25 KVA | 838
15633 | Damoh | Damoh South | Tendukheda | TENDUKHEDA | 11 KV DHANGOUR AG | Amwahi Mal | HALKU GHOSHI CHOURAI | 25 KVA | 834
15634 | Damoh | Damoh South | Tendukheda | TENDUKHEDA | 11 KV DHANGOUR AG | Amwahi Mal | KACHAR DHANGOUR TIGADDA | 63 KVA | 831
15635 | Damoh | Damoh South | Tendukheda | TENDUKHEDA | 11 KV DHANGOUR AG | Amwahi Mal | PULIYA PAAR CHOURAI | 25 KVA | 823
15636 | Damoh | Damoh South | Tendukheda | TENDUKHEDA | 11 KV DHANGOUR AG | Amwahi Mal | MAIN PULL CHOURAI | 100 KVA | 818
15637 | Damoh | Damoh South | Tendukheda | TENDUKHEDA | 11 KV DHANGOUR AG | Amwahi Mal | BHOPATHA HAR | 25 KVA | 810
15638 | Damoh | Damoh South | Tendukheda | TENDUKHEDA | 11 KV DHANGOUR AG | Amwahi Mal | SHANKAR GHOSHI CHOUAI | 25 KVA | 806
15639 | Damoh | Damoh South | Tendukheda | TENDUKHEDA | 11 KV DHANGOUR AG | Amwahi Mal | SHOBHA RAM GHOASHI CHOURAI | 25 KVA | 795
15640 | Damoh | Damoh South | Tendukheda | TENDUKHEDA | 11 KV DHANGOUR AG | Amwahi Mal | PRATAP GHOSHI LODHA HAAR | 25 KVA | 791
15641 | Damoh | Damoh South | Tendukheda | TENDUKHEDA | 11 KV DHANGOUR AG | Amwahi Mal | MAHRAJ WALA | 25 KVA | 787
15642 | Damoh | Damoh South | Tendukheda | TENDUKHEDA | 11 KV DHANGOUR AG | Amwahi Mal | THAKUR WALA SURGUAN | 25 KVA | 782
15643 | Damoh | Damoh South | Tendukheda | TENDUKHEDA | 11 KV DHANGOUR AG | Amwahi Mal | PAPPU WALA SURGUAN | 25 KVA | 774
15644 | Damoh | Damoh South | Tendukheda | TENDUKHEDA | 11 KV DHANGOUR AG | Ramadehi | LAXMI PRASHAD GHOSHI AG | 25 KVA | 769
15645 | Damoh | Damoh South | Tendukheda | TENDUKHEDA | 11 KV DHANGOUR AG | Badipura | MANGAL AHIRWAR KACHAR AG | 25 KVA | 768
15646 | Damoh | Damoh South | Tendukheda | TENDUKHEDA | 11 KV DHANGOUR AG | Amwahi Mal | VIDHAYAK WALA KACHAR AG | 25 KVA | 763
15647 | Damoh | Damoh South | Tendukheda | TENDUKHEDA | 11 KV DHANGOUR AG | Badipura | PANCHAM ADIWASI KACHAR AG | 25 KVA | 760
15648 | Damoh | Damoh South | Tendukheda | TENDUKHEDA | 11 KV DHANGOUR AG | Amwahi Mal | BALIRAM ADIWASI KACHAR AG | 25 KVA | 757
15649 | Damoh | Damoh South | Tendukheda | TENDUKHEDA | 11 KV DHANGOUR AG | Amwahi Mal | KUNDAN WALA AG | 25 KVA | 756
15650 | Damoh | Damoh South | Tendukheda | TENDUKHEDA | 11 KV DHANGOUR AG | Badipura | SHARDA DEVI KACHAR AG | 25 KVA | 751
15651 | Damoh | Damoh South | Tendukheda | TENDUKHEDA | 11 KV DHANGOUR AG | Amwahi Mal | JATERA GHAT AG | 25 KVA | 746
15652 | Damoh | Damoh South | Tendukheda | TENDUKHEDA | 11 KV DHANGOUR AG | Badipura | PATEL NADIYA GHAT SURGUA AG | 63 KVA | 744
15653 | Damoh | Damoh South | Tendukheda | TENDUKHEDA | 11 KV DHANGOUR AG | Badipura | KHER MAI KHAKARIYA | 25 KVA | 743
15654 | Damoh | Damoh South | Tendukheda | TENDUKHEDA | 11 KV DHANGOUR AG | Badipura | KHAKARIYA HAR WALA | 25 KVA | 735
15655 | Damoh | Damoh South | Tendukheda | TENDUKHEDA | 11 KV DHANGOUR AG | Badipura | BANKE LAL GHOSHI AG | 25 KVA | 733
15656 | Damoh | Damoh South | Tendukheda | TENDUKHEDA | 11 KV DHANGOUR AG | Badipura | MEERA BAI ADIWASI KHKARIYA AG | 25 KVA | 729
15657 | Damoh | Damoh South | Tendukheda | TENDUKHEDA | 11 KV DHANGOUR AG | Amwahi Mal | VIVEK WALA | 25 KVA | 724
15658 | Damoh | Damoh South | Tendukheda | TENDUKHEDA | 11 KV DHANGOUR AG | Amwahi Mal | KHAKARIYA HAR WALA | 25 KVA | 718
15659 | Damoh | Damoh South | Tendukheda | TENDUKHEDA | 11 KV DHANGOUR AG | Amwahi Mal | BHURE ADIWASI TOWER KE PASS AG | 25 KVA | 713
15660 | Damoh | Damoh South | Tendukheda | TENDUKHEDA | 11 KV DHANGOUR AG | Amwahi Mal | JAGDISH WALA | 25 KVA | 711
15661 | Damoh | Damoh South | Tendukheda | TENDUKHEDA | 11 KV DHANGOUR AG | Amwahi Mal | KHAKARIYA PUMP | 25 KVA | 704
15662 | Damoh | Damoh South | Tendukheda | TENDUKHEDA | 11 KV DHANGOUR AG | Amwahi Mal | RAMJI GHOSHI KHIRKA AG | 25 KVA | 699
15663 | Damoh | Damoh South | Tendukheda | TENDUKHEDA | 11 KV DHANGOUR AG | Ramadehi | KERA BAI LODHI CHOURAI AG | 25 KVA | 698
15664 | Damoh | Damoh South | Tendukheda | TENDUKHEDA | 11 KV DHANGOUR AG | Amwahi Mal | LAKHAN GHOSHI MOTE HAAR | 25 KVA | 692
15665 | Damoh | Damoh South | Tendukheda | TENDUKHEDA | 11 KV DHANGOUR AG | Amwahi Mal | AMOL TOWER KE PASS AG | 25 KVA | 686
15666 | Damoh | Damoh South | Tendukheda | TENDUKHEDA | 11 KV DHANGOUR AG | Amwahi Mal | KHAKARIYA WALA | 25 KVA | 684
15667 | Damoh | Damoh South | Tendukheda | TENDUKHEDA | 11 KV DHANGOUR AG | Amwahi Mal | MOORAT SAHU CHOURAI AG | 25 KVA | 678
15668 | Damoh | Damoh South | Tendukheda | TENDUKHEDA | 11 KV DHANGOUR AG | Ramadehi | NINJU WALA | 25 KVA | 671
15669 | Damoh | Damoh South | Tendukheda | TENDUKHEDA | 11 KV DHANGOUR AG | Ramadehi | KHAKARIYA PUMP | 25 KVA | 662
15670 | Damoh | Damoh South | Tendukheda | TENDUKHEDA | 11 KV DHANGOUR AG | Ramadehi | KHAKARIYA HAR | 25 KVA | 653
15671 | Damoh | Damoh South | Tendukheda | TENDUKHEDA | 11 KV DHANGOUR AG | Ramadehi | BARGAD WALA CHOURAI | 25 KVA | 644
15672 | Damoh | Damoh South | Tendukheda | TENDUKHEDA | 11 KV DHANGOUR AG | Harrai Panji | CHOURAI BHATARIYA | 25 KVA | 634
15673 | Damoh | Damoh South | Tendukheda | TENDUKHEDA | 11 KV DHANGOUR AG | Baheriya Ryt No.2 | SINGPUR DHANGOUR AG | 25 KVA | 959
15674 | Damoh | Damoh South | Tendukheda | TENDUKHEDA | 11 KV DHANGOUR DL | Baheriya Ryt No.2 | BAHERIYA RAIYAT BASTI | 25 KVA | 601
15675 | Damoh | Damoh South | Tendukheda | TENDUKHEDA | 11 KV DHANGOUR DL | Baheriya Mal | BAHERIYA RAIYAT AG | 63 KVA | 596
15676 | Damoh | Damoh South | Tendukheda | TENDUKHEDA | 11 KV DHANGOUR DL | Baheriya Ryt No.1 | MANDIR KE PASS | 25 KVA | 594
15677 | Damoh | Damoh South | Tendukheda | TENDUKHEDA | 11 KV DHANGOUR DL | NO VILLAGE FOUND | DTR NOT TAGGED | 25 KVA | 591
15678 | Damoh | Damoh South | Tendukheda | TENDUKHEDA | 11 KV DHANGOUR DL | Baheriya Ryt No.1 | BAHERIYA COLONY | 25 KVA | 589
15679 | Damoh | Damoh South | Tendukheda | TENDUKHEDA | 11 KV DHANGOUR DL | Baheriya Ryt No.1 | SCHOLL KE PASS BASTI | 25 KVA | 585
15680 | Damoh | Damoh South | Tendukheda | TENDUKHEDA | 11 KV DHANGOUR DL | Baheriya Ryt No.1 | TAPARIYA BAHERIYA | 25 KVA | 584
15681 | Damoh | Damoh South | Tendukheda | TENDUKHEDA | 11 KV DHANGOUR DL | Baheriya Ryt No.1 | BASTI WALA 3 | 25 KVA | 579
15682 | Damoh | Damoh South | Tendukheda | TENDUKHEDA | 11 KV DHANGOUR DL | Baheriya Ryt No.1 | SUNIL SAHU AG BAHERIYA | 25 KVA | 576
15683 | Damoh | Damoh South | Tendukheda | TENDUKHEDA | 11 KV DHANGOUR DL | Baheriya Ryt No.1 | TALAB WALA | 25 KVA | 575
15684 | Damoh | Damoh South | Tendukheda | TENDUKHEDA | 11 KV DHANGOUR DL | Baheriya Ryt No.1 | THAKUR WALA BAHERIYA | 25 KVA | 570
15685 | Damoh | Damoh South | Tendukheda | TENDUKHEDA | 11 KV DHANGOUR DL | Baheriya Ryt No.1 | RELIANCE TOWER BAHERIYA | 25 KVA | 568
15686 | Damoh | Damoh South | Tendukheda | TENDUKHEDA | 11 KV DHANGOUR DL | Baheriya Ryt No.1 | BAHERIYA COLONY | 25 KVA | 563
15687 | Damoh | Damoh South | Tendukheda | TENDUKHEDA | 11 KV DHANGOUR DL | Baheriya Ryt No.1 | THAKUR MUHALLA 1 | 25 KVA | 560
15688 | Damoh | Damoh South | Tendukheda | TENDUKHEDA | 11 KV DHANGOUR DL | Baheriya Ryt No.1 | BARGAD WALA | 25 KVA | 555
15689 | Damoh | Damoh South | Tendukheda | TENDUKHEDA | 11 KV DHANGOUR DL | Baheriya Ryt No.1 | BAGEECHA WALA | 25 KVA | 554
15690 | Damoh | Damoh South | Tendukheda | TENDUKHEDA | 11 KV DHANGOUR DL | Baheriya Ryt No.2 | KUAN WALA BAHERIYA | 25 KVA | 548
15691 | Damoh | Damoh South | Tendukheda | TENDUKHEDA | 11 KV DHANGOUR DL | Baheriya Mal | COLONY WALA BAHERIYA | 25 KVA | 539
15692 | Damoh | Damoh South | Tendukheda | TENDUKHEDA | 11 KV DHANGOUR DL | Baheriya Ryt No.2 | BAHERIYA RAIYAT BASTI | 25 KVA | 531
15693 | Damoh | Damoh South | Tendukheda | TENDUKHEDA | 11 KV DHANGOUR DL | Badipura | BHAGWAN WALA BADIPURA | 25 KVA | 530
15694 | Damoh | Damoh South | Tendukheda | TENDUKHEDA | 11 KV DHANGOUR DL | Baheriya Ryt No.2 | BAHERIYA RAIYAT AG | 25 KVA | 522
15695 | Damoh | Damoh South | Tendukheda | TENDUKHEDA | 11 KV DHANGOUR DL | Dhangor Kalan | GOUSHALA DHANGOUR | 25 KVA | 518
15696 | Damoh | Damoh South | Tendukheda | TENDUKHEDA | 11 KV DHANGOUR DL | Badipura | BADIPURA MANDIR WALA | 25 KVA | 517
15697 | Damoh | Damoh South | Tendukheda | TENDUKHEDA | 11 KV DHANGOUR DL | Dhangor Kalan | HIGH SCHOOL DHANGOUR 511 | 25 KVA | 511
15698 | Damoh | Damoh South | Tendukheda | TENDUKHEDA | 11 KV DHANGOUR DL | Badipura | BADIPURA TIGADDA WALA | 25 KVA | 510
15699 | Damoh | Damoh South | Tendukheda | TENDUKHEDA | 11 KV DHANGOUR DL | Badipura | BADIPURA BAS STAND | 25 KVA | 506
15700 | Damoh | Damoh South | Tendukheda | TENDUKHEDA | 11 KV DHANGOUR DL | Dhangor Kalan | GOUSHALA BHATARIYA 2 | 25 KVA | 504
15701 | Damoh | Damoh South | Tendukheda | TENDUKHEDA | 11 KV DHANGOUR DL | Badipura | BADIPURA AG WALA | 25 KVA | 503
15702 | Damoh | Damoh South | Tendukheda | TENDUKHEDA | 11 KV DHANGOUR DL | Dhangor Kalan | GOUSHALA BHATARIYA | 25 KVA | 502
15703 | Damoh | Damoh South | Tendukheda | TENDUKHEDA | 11 KV DHANGOUR DL | Dhangor Kalan | BALIKA CHATRAWAS DHANGOUR 497 | 25 KVA | 497
15704 | Damoh | Damoh South | Tendukheda | TENDUKHEDA | 11 KV DHANGOUR DL | Dhangor Kalan | DHANGOUR BAINK KE PASS | 25 KVA | 495
15705 | Damoh | Damoh South | Tendukheda | TENDUKHEDA | 11 KV DHANGOUR DL | Dhangor Kalan | DHANGOUR COLONY | 25 KVA | 494
15706 | Damoh | Damoh South | Tendukheda | TENDUKHEDA | 11 KV DHANGOUR DL | Dhangor Kalan | CHANDI CHOUK BHATARIYA 493 | 25 KVA | 493
15707 | Damoh | Damoh South | Tendukheda | TENDUKHEDA | 11 KV DHANGOUR DL | Baheriya Ryt No.2 | SCHOLL KE PASS BASTI | 25 KVA | 490
15708 | Damoh | Damoh South | Tendukheda | TENDUKHEDA | 11 KV DHANGOUR DL | Baheriya Ryt No.2 | HULASPURA BASTI 2 | 25 KVA | 484
15709 | Damoh | Damoh South | Tendukheda | TENDUKHEDA | 11 KV DHANGOUR DL | Dhangor Kalan | DHANGOUR HARIJAN COLONY 483 | 25 KVA | 483
15710 | Damoh | Damoh South | Tendukheda | TENDUKHEDA | 11 KV DHANGOUR DL | Dhangor Kalan | CHANDI CHOUK DHANGOUR | 25 KVA | 480
15711 | Damoh | Damoh South | Tendukheda | TENDUKHEDA | 11 KV DHANGOUR DL | Dhangor Kalan | PNB BAINK DHANGOUR 475 | 25 KVA | 475
15712 | Damoh | Damoh South | Tendukheda | TENDUKHEDA | 11 KV DHANGOUR DL | Kachhar Dhangor | KACHAR BASTI | 25 KVA | 473
15713 | Damoh | Damoh South | Tendukheda | TENDUKHEDA | 11 KV DHANGOUR DL | Baheriya Ryt No.2 | BHATARIYA BASTI 2 | 25 KVA | 471
15714 | Damoh | Damoh South | Tendukheda | TENDUKHEDA | 11 KV DHANGOUR DL | Dhangor Kalan | SWATHYA KENDRA BUS STAND 1-465 | 25 KVA | 465
15715 | Damoh | Damoh South | Tendukheda | TENDUKHEDA | 11 KV DHANGOUR DL | Baheriya Ryt No.2 | AIRTEL TOWER | 25 KVA | 464
15716 | Damoh | Damoh South | Tendukheda | TENDUKHEDA | 11 KV DHANGOUR DL | Dhangor Kalan | DHANGOUR HARIJAN BASTI | 25 KVA | 462
15717 | Damoh | Damoh South | Tendukheda | TENDUKHEDA | 11 KV DHANGOUR DL | Dhangor Kalan | DHANGOUR CHOUGADDA 460 | 100 KVA | 460
15718 | Damoh | Damoh South | Tendukheda | TENDUKHEDA | 11 KV DHANGOUR DL | Dhangor Kalan | KHER MATA DHANGOUR AG | 25 KVA | 455
15719 | Damoh | Damoh South | Tendukheda | TENDUKHEDA | 11 KV DHANGOUR DL | Baheriya Ryt No.1 | BHATRAIYA BASTI WALA | 25 KVA | 454
15720 | Damoh | Damoh South | Tendukheda | TENDUKHEDA | 11 KV DHANGOUR DL | Baheriya Ryt No.2 | MIDDILE SCHOOL WALA | 25 KVA | 451
15721 | Damoh | Damoh South | Tendukheda | TENDUKHEDA | 11 KV DHANGOUR DL | Dhangor Kalan | BARGAD WALA DHANGOUR | 25 KVA | 450
15722 | Damoh | Damoh South | Tendukheda | TENDUKHEDA | 11 KV DHANGOUR DL | Dhangor Kalan | PANDIT MUHALLA DHANGOUR | 25 KVA | 447
15723 | Damoh | Damoh South | Tendukheda | TENDUKHEDA | 11 KV DHANGOUR DL | Dhangor Kalan | CHOUDHRI MUHALLA DHANGOUR 2 | 25 KVA | 441
15724 | Damoh | Damoh South | Tendukheda | TENDUKHEDA | 11 KV DHANGOUR DL | Dhangor Kalan | CHOUDHRI MUHALLA DHANGOUR | 25 KVA | 440
15725 | Damoh | Damoh South | Tendukheda | TENDUKHEDA | 11 KV DHANGOUR DL | Baheriya Ryt No.2 | MIDDILE SCHOOL WALA | 25 KVA | 439
15726 | Damoh | Damoh South | Tendukheda | TENDUKHEDA | 11 KV DHANGOUR DL | Amwahi Mal | JHINNA BASTI | 25 KVA | 437
15727 | Damoh | Damoh South | Tendukheda | TENDUKHEDA | 11 KV DHANGOUR DL | Kachhar Dhangor | BAS STAND KACHAR WALA | 25 KVA | 427
15728 | Damoh | Damoh South | Tendukheda | TENDUKHEDA | 11 KV DHANGOUR DL | Kachhar Dhangor | KACHAR WALA 2 | 25 KVA | 425
15729 | Damoh | Damoh South | Tendukheda | TENDUKHEDA | 11 KV DHANGOUR DL | Bhopatha Mal | BHOPATHA BASTI | 63 KVA | 419
15730 | Damoh | Damoh South | Tendukheda | TENDUKHEDA | 11 KV DHANGOUR DL | Surguwan | SURGUAN MANDIR KE PASS | 25 KVA | 417
15731 | Damoh | Damoh South | Tendukheda | TENDUKHEDA | 11 KV DHANGOUR DL | Badipura | KHER MAAI WALA | 25 KVA | 413
15732 | Damoh | Damoh South | Tendukheda | TENDUKHEDA | 11 KV DHANGOUR DL | Surguwan | SURGUAN BASTI | 63 KVA | 411
15733 | Damoh | Damoh South | Tendukheda | TENDUKHEDA | 11 KV DHANGOUR DL | Dhangor Kalan | CHANDI CHOUK WALA | 25 KVA | 409
15734 | Damoh | Damoh South | Tendukheda | TENDUKHEDA | 11 KV DHANGOUR DL | Dhangor Kalan | BUS STAND DHANGOUR | 25 KVA | 402
15735 | Damoh | Damoh South | Tendukheda | TENDUKHEDA | 11 KV DHANGOUR DL | Dhangor Kalan | GRAMPANCHAYAT DHANGOUR WALA | 25 KVA | 396
15736 | Damoh | Damoh South | Tendukheda | TENDUKHEDA | 11 KV DHANGOUR DL | Badipura | BADIPURA KUA KE PASS | 63 KVA | 395
15737 | Damoh | Damoh South | Tendukheda | TENDUKHEDA | 11 KV DHANGOUR DL | Dhangor Kalan | DHANGOUR ROAD KE PASS | 25 KVA | 392
15738 | Damoh | Damoh South | Tendukheda | TENDUKHEDA | 11 KV DHANGOUR DL | Dhangor Kalan | DHANGOUR BASTI | 25 KVA | 390
15739 | Damoh | Damoh South | Tendukheda | TENDUKHEDA | 11 KV DHANGOUR DL | Dhangor Kalan | DHANGOUR TIGADDA | 25 KVA | 388
15740 | Damoh | Damoh South | Tendukheda | TENDUKHEDA | 11 KV DHANGOUR DL | Badipura | BADIPURA COLONY 383 | 63 KVA | 383
15741 | Damoh | Damoh South | Tendukheda | TENDUKHEDA | 11 KV DHANGOUR DL | Kachhar Dhangor | KACHAR WALA | 25 KVA | 380
15742 | Damoh | Damoh South | Tendukheda | TENDUKHEDA | 11 KV DHANGOUR DL | Khakariya Kalan | BHAGWATI ADIWASI KHKARIYA AG | 25 KVA | 373
15743 | Damoh | Damoh South | Tendukheda | TENDUKHEDA | 11 KV DHANGOUR DL | Dhangor Kalan | NEAR HIGH SCHOOL | 25 KVA | 372
15744 | Damoh | Damoh South | Tendukheda | TENDUKHEDA | 11 KV DHANGOUR DL | Khakariya Kalan | DAL SINGH KHKARIYA AG | 25 KVA | 367
15745 | Damoh | Damoh South | Tendukheda | TENDUKHEDA | 11 KV DHANGOUR DL | Khakariya Kalan | PANCHAM WALA AG KHKARIYA | 25 KVA | 362
15746 | Damoh | Damoh South | Tendukheda | TENDUKHEDA | 11 KV DHANGOUR DL | Dhangor Kalan | BASTI WALA | 25 KVA | 361
15747 | Damoh | Damoh South | Tendukheda | TENDUKHEDA | 11 KV DHANGOUR DL | Khakariya Kalan | AADIWASI MUHALLA KHKARIYA | 25 KVA | 357
15748 | Damoh | Damoh South | Tendukheda | TENDUKHEDA | 11 KV DHANGOUR DL | Badipura | YADAV MUHALLA KHKARIYA | 25 KVA | 351
15749 | Damoh | Damoh South | Tendukheda | TENDUKHEDA | 11 KV DHANGOUR DL | Khakariya Kalan | DWARKA WALA AG KHKARIYA | 25 KVA | 349
15750 | Damoh | Damoh South | Tendukheda | TENDUKHEDA | 11 KV DHANGOUR DL | Surguwan | SCHOLL KE PASS BASTI | 25 KVA | 348
15751 | Damoh | Damoh South | Tendukheda | TENDUKHEDA | 11 KV DHANGOUR DL | Badipura | SCHOOL BHATARIYA WALA | 25 KVA | 346
15752 | Damoh | Damoh South | Tendukheda | TENDUKHEDA | 11 KV DHANGOUR DL | Khakariya Khurd | VAIDHYA WALA KHKARIYA | 63 KVA | 343
15753 | Damoh | Damoh South | Tendukheda | TENDUKHEDA | 11 KV DHANGOUR DL | Khakariya Kalan | SCHOOL KE PAS KHKARIYA | 25 KVA | 340
15754 | Damoh | Damoh South | Tendukheda | TENDUKHEDA | 11 KV DHANGOUR DL | Khakariya Kalan | YADAV MUHALLA KHAKARIYA | 25 KVA | 336
15755 | Damoh | Damoh South | Tendukheda | TENDUKHEDA | 11 KV DHANGOUR DL | Khakariya Kalan | KHAKARIYA YADAV BASTI WALA | 25 KVA | 330
15756 | Damoh | Damoh South | Tendukheda | TENDUKHEDA | 11 KV DHANGOUR DL | Amwahi Mal | AAMAWAHI BASHTI | 25 KVA | 329
15757 | Damoh | Damoh South | Tendukheda | TENDUKHEDA | 11 KV DHANGOUR DL | Badipura | KOUNSA BAI AG | 25 KVA | 326
15758 | Damoh | Damoh South | Tendukheda | TENDUKHEDA | 11 KV DHANGOUR DL | Khakariya Kalan | KHAKARIYA HAR WALA | 25 KVA | 318
15759 | Damoh | Damoh South | Tendukheda | TENDUKHEDA | 11 KV DHANGOUR DL | Badipura | ANNI WALA AG | 25 KVA | 319
15760 | Damoh | Damoh South | Tendukheda | TENDUKHEDA | 11 KV DHANGOUR DL | Kachhar Dhangor | KHAKARIYA BASTI | 25 KVA | 310
15761 | Damoh | Damoh South | Tendukheda | TENDUKHEDA | 11 KV DHANGOUR DL | Kachhar Dhangor | MANDIR KE PASS | 25 KVA | 309
15762 | Damoh | Damoh South | Tendukheda | TENDUKHEDA | 11 KV DHANGOUR DL | Badipura | SCHOLL KE PASS BASTI | 25 KVA | 307
15763 | Damoh | Damoh South | Tendukheda | TENDUKHEDA | 11 KV DHANGOUR DL | Badipura | KHAKARIYA KHURD BASTI | 25 KVA | 300
15764 | Damoh | Damoh South | Tendukheda | TENDUKHEDA | 11 KV DHANGOUR DL | Doni | BANDHNA AG | 100 KVA | 301
15765 | Damoh | Damoh South | Tendukheda | TENDUKHEDA | 11 KV DHANGOUR DL | Badipura | TARWAR WALA AG | 25 KVA | 294
15766 | Damoh | Damoh South | Tendukheda | TENDUKHEDA | 11 KV DHANGOUR DL | Badipura | BARGAD WALA | 25 KVA | 291
15767 | Damoh | Damoh South | Tendukheda | TENDUKHEDA | 11 KV DHANGOUR DL | Badipura | ADIWASI MUHALLA | 25 KVA | 287
15768 | Damoh | Damoh South | Tendukheda | TENDUKHEDA | 11 KV DHANGOUR DL | Khakariya Kalan | KHAKARIYA KHER MATA | 25 KVA | 283
15769 | Damoh | Damoh South | Tendukheda | TENDUKHEDA | 11 KV DHANGOUR DL | Khakariya Kalan | KHAKARIYA KHURD WALA | 25 KVA | 280
15770 | Damoh | Damoh South | Tendukheda | TENDUKHEDA | 11 KV DHANGOUR DL | Khakariya Kalan | HARJAN COLONY KHAKARIYA | 25 KVA | 275
15771 | Damoh | Damoh South | Tendukheda | TENDUKHEDA | 11 KV DHANGOUR DL | Khakariya Kalan | KHAKARIYA KHURD WALA | 25 KVA | 270
15772 | Damoh | Damoh South | Tendukheda | TENDUKHEDA | 11 KV DHANGOUR DL | Khakariya Kalan | KHAKARIYA TALA WALA | 25 KVA | 271
15773 | Damoh | Damoh South | Tendukheda | TENDUKHEDA | 11 KV DHANGOUR DL | Amwahi Mal | SCHOLL KE PASS BASTI 266 | 63 KVA | 266
15774 | Damoh | Damoh South | Tendukheda | TENDUKHEDA | 11 KV DHANGOUR DL | Amwahi Mal | BASTI WALA KHAKARIYA | 25 KVA | 264
15775 | Damoh | Damoh South | Tendukheda | TENDUKHEDA | 11 KV DHANGOUR DL | Khakariya Kalan | KHAKARIYA WARE HOUSE | 25 KVA | 260
15776 | Damoh | Damoh South | Tendukheda | TENDUKHEDA | 11 KV DHANGOUR DL | Bagdari | PYASI WALA AG | 63 KVA | 256
15777 | Damoh | Damoh South | Tendukheda | TENDUKHEDA | 11 KV DHANGOUR DL | Amwahi Mal | BASTI WALA AMWAHI 2 | 25 KVA | 255
15778 | Damoh | Damoh South | Tendukheda | TENDUKHEDA | 11 KV DHANGOUR DL | Bagdari | DHANNU ADIWASI AG | 25 KVA | 250
15779 | Damoh | Damoh South | Tendukheda | TENDUKHEDA | 11 KV DHANGOUR DL | Bagdari | BARGAD WALA AMWAHI | 25 KVA | 249
15780 | Damoh | Damoh South | Tendukheda | TENDUKHEDA | 11 KV DHANGOUR DL | Bagdari | SHAMSHAN GHAT WALA | 25 KVA | 246
15781 | Damoh | Damoh South | Tendukheda | TENDUKHEDA | 11 KV DHANGOUR DL | Amwahi Mal | HARIJAN BASTI AMWAHI | 25 KVA | 242
15782 | Damoh | Damoh South | Tendukheda | TENDUKHEDA | 11 KV DHANGOUR DL | Amwahi Mal | AMWAHI COLONY | 25 KVA | 240
15783 | Damoh | Damoh South | Tendukheda | TENDUKHEDA | 11 KV DHANGOUR DL | Bagdari | PATEL WALA AG | 63 KVA | 238
15784 | Damoh | Damoh South | Tendukheda | TENDUKHEDA | 11 KV DHANGOUR DL | Amwahi Mal | AMWAHI TALAB KE PASS | 25 KVA | 235
15785 | Damoh | Damoh South | Tendukheda | TENDUKHEDA | 11 KV DHANGOUR DL | Bagdari | DARWARI WALA AG | 25 KVA | 231
15786 | Damoh | Damoh South | Tendukheda | TENDUKHEDA | 11 KV DHANGOUR DL | Amwahi Mal | AMWAHI TIRAHA | 25 KVA | 230
15787 | Damoh | Damoh South | Tendukheda | TENDUKHEDA | 11 KV DHANGOUR DL | Bagdari | NEAR HIGH SCHOOL | 25 KVA | 226
15788 | Damoh | Damoh South | Tendukheda | TENDUKHEDA | 11 KV DHANGOUR DL | Bagdari | KRISHNA WALA | 25 KVA | 223
15789 | Damoh | Damoh South | Tendukheda | TENDUKHEDA | 11 KV DHANGOUR DL | Amwahi Mal | AMWAHI SHIV MANDIR KE PASS | 25 KVA | 220
15790 | Damoh | Damoh South | Tendukheda | TENDUKHEDA | 11 KV DHANGOUR DL | Bagdari | YAGYA SHALA | 25 KVA | 217
15791 | Damoh | Damoh South | Tendukheda | TENDUKHEDA | 11 KV DHANGOUR DL | Amwahi Mal | AMWAHI BASTI | 25 KVA | 215
15792 | Damoh | Damoh South | Tendukheda | TENDUKHEDA | 11 KV DHANGOUR DL | Bagdari | COLONY BASTI 214 | 63 KVA | 214
15793 | Damoh | Damoh South | Tendukheda | TENDUKHEDA | 11 KV DHANGOUR DL | Bagdari | BASTI WALA | 25 KVA | 211
15794 | Damoh | Damoh South | Tendukheda | TENDUKHEDA | 11 KV DHANGOUR DL | Amwahi Mal | PAAL MUHALLA AMWAHI | 100 KVA | 210
15795 | Damoh | Damoh South | Tendukheda | TENDUKHEDA | 11 KV DHANGOUR DL | Amwahi Mal | AMWAHI MANDIR KE PASS | 25 KVA | 208
15796 | Damoh | Damoh South | Tendukheda | TENDUKHEDA | 11 KV DHANGOUR DL | Amwahi Mal | AMWAHI COLONY | 25 KVA | 205
15797 | Damoh | Damoh South | Tendukheda | TENDUKHEDA | 11 KV DHANGOUR DL | Amwahi Mal | WATER WORKS BASTI | 63 KVA | 201
15798 | Damoh | Damoh South | Tendukheda | TENDUKHEDA | 11 KV DHANGOUR DL | Bhopatha Mal | BHOPATHA BARGAD KE PASS | 25 KVA | 199
15799 | Damoh | Damoh South | Tendukheda | TENDUKHEDA | 11 KV DHANGOUR DL | Amwahi Mal | SCHOLL KE PASS BASTI | 25 KVA | 195
15800 | Damoh | Damoh South | Tendukheda | TENDUKHEDA | 11 KV DHANGOUR DL | Bhopatha Mal | BHOPATHA KUAN KE PASS | 25 KVA | 193
15801 | Damoh | Damoh South | Tendukheda | TENDUKHEDA | 11 KV DHANGOUR DL | Bagdari | WATER WORKS JHEEL | 25 KVA | 188
15802 | Damoh | Damoh South | Tendukheda | TENDUKHEDA | 11 KV DHANGOUR DL | Bhopatha Mal | BADA DEV MANDIR KE PASS BHOPATHA | 25 KVA | 185
15803 | Damoh | Damoh South | Tendukheda | TENDUKHEDA | 11 KV DHANGOUR DL | Bagdari | SIDDH BABA WALA | 25 KVA | 183
15804 | Damoh | Damoh South | Tendukheda | TENDUKHEDA | 11 KV DHANGOUR DL | Bagdari | VIDHAYAK WALA | 25 KVA | 182
15805 | Damoh | Damoh South | Tendukheda | TENDUKHEDA | 11 KV DHANGOUR DL | Surguwan | SCHOOL KE PASS SURGUAN | 25 KVA | 178
15806 | Damoh | Damoh South | Tendukheda | TENDUKHEDA | 11 KV DHANGOUR DL | Amwahi Mal | KHER MAI MUHALLA | 25 KVA | 174
15807 | Damoh | Damoh South | Tendukheda | TENDUKHEDA | 11 KV DHANGOUR DL | Surguwan | SURGUAN KHER MAI | 25 KVA | 171
15808 | Damoh | Damoh South | Tendukheda | TENDUKHEDA | 11 KV DHANGOUR DL | Amwahi Mal | MANSINGH WALA AG | 25 KVA | 170
15809 | Damoh | Damoh South | Tendukheda | TENDUKHEDA | 11 KV DHANGOUR DL | Baheriya Mal | LODHI MUHALLA | 25 KVA | 168
15810 | Damoh | Damoh South | Tendukheda | TENDUKHEDA | 11 KV DHANGOUR DL | Bhopatha Mal | BHOPATHA HARIJAN BASTI | 25 KVA | 164
15811 | Damoh | Damoh South | Tendukheda | TENDUKHEDA | 11 KV DHANGOUR DL | Amwahi Mal | KHER MAAI WALA | 25 KVA | 165
15812 | Damoh | Damoh South | Tendukheda | TENDUKHEDA | 11 KV DHANGOUR DL | Amwahi Mal | BAJRANG CHOURAHA | 25 KVA | 161
15813 | Damoh | Damoh South | Tendukheda | TENDUKHEDA | 11 KV DHANGOUR DL | Kachhar Dhangor | KACHAR WALA | 25 KVA | 158
15814 | Damoh | Damoh South | Tendukheda | TENDUKHEDA | 11 KV DHANGOUR DL | Amwahi Mal | BASTI CHOURAHA | 25 KVA | 155
15815 | Damoh | Damoh South | Tendukheda | TENDUKHEDA | 11 KV DHANGOUR DL | Amwahi Mal | RAMDAYAL WALA | 63 KVA | 154
15816 | Damoh | Damoh South | Tendukheda | TENDUKHEDA | 11 KV DHANGOUR DL | Amwahi Mal | MAHRAJ WALA | 25 KVA | 152
15817 | Damoh | Damoh South | Tendukheda | TENDUKHEDA | 11 KV DHANGOUR DL | Surguwan | SURGUAN BASTI WALA | 25 KVA | 151
15818 | Damoh | Damoh South | Tendukheda | TENDUKHEDA | 11 KV DHANGOUR DL | Amwahi Mal | SURENDRA ADIWASI WALA | 25 KVA | 149
15819 | Damoh | Damoh South | Tendukheda | TENDUKHEDA | 11 KV DHANGOUR DL | Bhopatha Mal | BHOPATHA BASTI | 25 KVA | 145
15820 | Damoh | Damoh South | Tendukheda | TENDUKHEDA | 11 KV DHANGOUR DL | Surguwan | SURGUAN MAHRAJ WALA 2 | 25 KVA | 143
15821 | Damoh | Damoh South | Tendukheda | TENDUKHEDA | 11 KV DHANGOUR DL | Khakariya Kalan | KHAKARIYA KALAN BASTI WALA | 25 KVA | 139
15822 | Damoh | Damoh South | Tendukheda | TENDUKHEDA | 11 KV DHANGOUR DL | Bhopatha Mal | BHOPATHA ADIWASI WALA | 25 KVA | 137
15823 | Damoh | Damoh South | Tendukheda | TENDUKHEDA | 11 KV DHANGOUR DL | Amwahi Mal | NADIYA GHAT | 63 KVA | 134
15824 | Damoh | Damoh South | Tendukheda | TENDUKHEDA | 11 KV DHANGOUR DL | Khakariya Kalan | KHAKARIYA HARIJAN BASTI | 25 KVA | 131
15825 | Damoh | Damoh South | Tendukheda | TENDUKHEDA | 11 KV DHANGOUR DL | Khakariya Khurd | KHAKARIYA KHURD BASTI | 25 KVA | 129
15826 | Damoh | Damoh South | Tendukheda | TENDUKHEDA | 11 KV DHANGOUR DL | Amwahi Mal | SOSCITY WALA | 25 KVA | 126
15827 | Damoh | Damoh South | Tendukheda | TENDUKHEDA | 11 KV DHANGOUR DL | Surguwan | SURGUAN KUA WALA | 25 KVA | 123
15828 | Damoh | Damoh South | Tendukheda | TENDUKHEDA | 11 KV DHANGOUR DL | Bhopatha Mal | BHOPATHA BASTI | 25 KVA | 119
15829 | Damoh | Damoh South | Tendukheda | TENDUKHEDA | 11 KV DHANGOUR DL | Surguwan | SURGUAN MAHRAJ WALA | 25 KVA | 116
15830 | Damoh | Damoh South | Tendukheda | TENDUKHEDA | 11 KV DHANGOUR DL | Khakariya Kalan | KHAKARIYA HARIJAN BASTI | 25 KVA | 112
15831 | Damoh | Damoh South | Tendukheda | TENDUKHEDA | 11 KV DHANGOUR DL | Khakariya Kalan | KHAKARIYA COLONY | 25 KVA | 109
15832 | Damoh | Damoh South | Tendukheda | TENDUKHEDA | 11 KV DHANGOUR DL | Khakariya Kalan | KHAKARIYA BASTI | 25 KVA | 105
15833 | Damoh | Damoh South | Tendukheda | TENDUKHEDA | 11 KV DHANGOUR DL | Bagdari | BALLU WALA HAR | 63 KVA | 103
15834 | Damoh | Damoh South | Tendukheda | TENDUKHEDA | 11 KV DHANGOUR DL | Bagdari | RENJ OFFICE KE PASS | 25 KVA | 102
15835 | Damoh | Damoh South | Tendukheda | TENDUKHEDA | 11 KV DHANGOUR DL | Ramadehi | RAMADEHI COLONY | 25 KVA | 99
15836 | Damoh | Damoh South | Tendukheda | TENDUKHEDA | 11 KV DHANGOUR DL | Baheriya Mal | BAHERIYA TIGADDA | 25 KVA | 604
15837 | Damoh | Damoh South | Tendukheda | TENDUKHEDA | 11 KV DHANGOUR DL | Bamhori Panji | BAMHORI WALA | 25 KVA | 96
15838 | Damoh | Damoh South | Tendukheda | TENDUKHEDA | 11 KV DHANGOUR DL | Bagdari | PAL MUHALLA | 25 KVA | 94
15839 | Damoh | Damoh South | Tendukheda | TENDUKHEDA | 11 KV DHANGOUR DL | Bagdari | SCHOLL KE PASS BASTI | 100 KVA | 93
15840 | Damoh | Damoh South | Tendukheda | TENDUKHEDA | 11 KV DHANGOUR DL | Bagdari | COLONY WALA 91 | 63 KVA | 91
15841 | Damoh | Damoh South | Tendukheda | TENDUKHEDA | 11 KV DHANGOUR DL | Bagdari | PANCHAYAT WALA CHOURAI | 25 KVA | 87
15842 | Damoh | Damoh South | Tendukheda | TENDUKHEDA | 11 KV DHANGOUR DL | Amwahi Mal | BASTI WALA | 63 KVA | 85
15843 | Damoh | Damoh South | Tendukheda | TENDUKHEDA | 11 KV DHANGOUR DL | Ramadehi | RAMADEHI TIGADDA WALA | 25 KVA | 84
15844 | Damoh | Damoh South | Tendukheda | TENDUKHEDA | 11 KV DHANGOUR DL | Ramadehi | RAMADEHI PUMP WALA | 25 KVA | 80
15845 | Damoh | Damoh South | Tendukheda | TENDUKHEDA | 11 KV DHANGOUR DL | Ramadehi | RAMADEHI KUAN KE PASS | 25 KVA | 77
15846 | Damoh | Damoh South | Tendukheda | TENDUKHEDA | 11 KV DHANGOUR DL | Ramadehi | RAMADEHI BASTI WALA | 25 KVA | 75
15847 | Damoh | Damoh South | Tendukheda | TENDUKHEDA | 11 KV DHANGOUR DL | Ramadehi | RAMADEHI ROAD WALA | 25 KVA | 72
15848 | Damoh | Damoh South | Tendukheda | TENDUKHEDA | 11 KV DHANGOUR DL | Ramadehi | BARGAD WALA | 100 KVA | 69
15849 | Damoh | Damoh South | Tendukheda | TENDUKHEDA | 11 KV DHANGOUR DL | Ramadehi | CHOURAI PUMP | 25 KVA | 67
15850 | Damoh | Damoh South | Tendukheda | TENDUKHEDA | 11 KV DHANGOUR DL | Amwahi Mal | GHOSHI MUHALLA | 25 KVA | 61
15851 | Damoh | Damoh South | Tendukheda | TENDUKHEDA | 11 KV DHANGOUR DL | Amwahi Mal | CHOURAI BASTI 3 | 25 KVA | 57
15852 | Damoh | Damoh South | Tendukheda | TENDUKHEDA | 11 KV DHANGOUR DL | Amwahi Mal | CHOURAI PUMP KE PASS | 25 KVA | 54
15853 | Damoh | Damoh South | Tendukheda | TENDUKHEDA | 11 KV DHANGOUR DL | Ramadehi | CHOURAI BASTI 2 | 25 KVA | 48
15854 | Damoh | Damoh South | Tendukheda | TENDUKHEDA | 11 KV DHANGOUR DL | Ramadehi | CHOURAHA WALA | 25 KVA | 45
15855 | Damoh | Damoh South | Tendukheda | TENDUKHEDA | 11 KV DHANGOUR DL | Ramadehi | CHOURAI BASTI WALA | 25 KVA | 42
15856 | Damoh | Damoh South | Tendukheda | TENDUKHEDA | 11 KV DHANGOUR DL | Ramadehi | GHOSHI MUHALLA | 25 KVA | 40
15857 | Damoh | Damoh South | Tendukheda | TENDUKHEDA | 11 KV DHANGOUR DL | Ramadehi | CHOURAI GHOSHI MUHALLA | 25 KVA | 38
15858 | Damoh | Damoh South | Tendukheda | TENDUKHEDA | 11 KV DHANGOUR DL | Ramadehi | MAHRAJ MUHALLA | 63 KVA | 34
15859 | Damoh | Damoh South | Tendukheda | TENDUKHEDA | 11 KV DHANGOUR DL | Ramadehi | CHOURAI PETROLL PUMP KE PASS | 25 KVA | 30
15860 | Damoh | Damoh South | Tendukheda | TENDUKHEDA | 11 KV DHANGOUR DL | Dhangor Kalan | DHANGOUR BASTI | 100 KVA | 27
15861 | Damoh | Damoh South | Tendukheda | TENDUKHEDA | 11 KV DHANGOUR DL | Ramadehi | SHAMSHAN GHAT KE PASS | 25 KVA | 26
15862 | Damoh | Damoh South | Tendukheda | TENDUKHEDA | 11 KV DHANGOUR DL | Ramadehi | PETROL PUMP CHOURAI | 63 KVA | 25
15863 | Damoh | Damoh South | Tendukheda | TENDUKHEDA | 11 KV DHANGOUR DL | Ramadehi | CHOURAI TIGDDA 2 | 25 KVA | 20
15864 | Damoh | Damoh South | Tendukheda | TENDUKHEDA | 11 KV DHANGOUR DL | Ramadehi | SHAMSHAN GHAT WALA | 25 KVA | 16
15865 | Damoh | Damoh South | Tendukheda | TENDUKHEDA | 11 KV DHANGOUR DL | Dhangor Kalan | CHOURAI BARGAD KE PASS | 25 KVA | 12
15866 | Damoh | Damoh South | Tendukheda | TENDUKHEDA | 11 KV DHANGOUR DL | Dhangor Kalan | CHOURAI TIGADDA | 25 KVA | 5
15867 | Damoh | Damoh South | Tendukheda | TENDUKHEDA | 11 KV DHANGOUR DL | Baheriya Mal | LODHI MUHALLA BAHERIYA | 25 KVA | 609
15868 | Damoh | Damoh South | Tendukheda | TENDUKHEDA | 11 KV DHANGOUR DL | Baheriya Mal | AIRTEL TOWER BAHERIYA | 25 KVA | 611
15869 | Damoh | Damoh South | Tendukheda | TENDUKHEDA | 11 KV DHANGOUR DL | Baheriya Ryt No.1 | SCHOOL KE PAS BAHERIYA | 25 KVA | 612
15870 | Damoh | Damoh South | Tendukheda | TENDUKHEDA | 11 KV DHANGOUR DL | Baheriya Ryt No.1 | MANDIR WALA | 25 KVA | 615
15871 | Damoh | Damoh South | Tendukheda | TENDUKHEDA | 11 KV DHANGOUR DL | Baheriya Mal | MATA MANDIR BAHERIYA | 25 KVA | 618
15872 | Damoh | Damoh South | Tendukheda | TENDUKHEDA | 11 KV DHANGOUR DL | Baheriya Mal | HARIJAN MUHALLA | 25 KVA | 623
15873 | Damoh | Damoh South | Tendukheda | TENDUKHEDA | 11 KV DHANGOUR DL | Baheriya Mal | SARKARI BHAWAN BAHERIYA | 25 KVA | 624
15874 | Damoh | Damoh South | Tendukheda | TENDUKHEDA | 11 KV DHANGOUR DL | NO VILLAGE FOUND | DTR NOT TAGGED | 25 KVA | 627
15875 | Damoh | Damoh South | Tendukheda | TENDUKHEDA | 11 KV DHANGOUR DL | Baheriya Mal | BAHERIYA BASTI | 63 KVA | 629
15876 | Damoh | Damoh South | Tendukheda | TENDUKHEDA | 11 KV PANJI SANGA DL | Sanga | PANJI MANDIR KE PASS | 25 KVA | 685
15877 | Damoh | Damoh South | Tendukheda | TENDUKHEDA | 11 KV PANJI SANGA DL | Sanga | ADIVASHI MUHALLA PANJI | 25 KVA | 679
15878 | Damoh | Damoh South | Tendukheda | TENDUKHEDA | 11 KV PANJI SANGA DL | Ghutaria | HARDUA YADAV MUHALLA | 25 KVA | 674
15879 | Damoh | Damoh South | Tendukheda | TENDUKHEDA | 11 KV PANJI SANGA DL | Ghutaria | HARDUA CHAKARVARTI MUHHALA | 25 KVA | 673
15880 | Damoh | Damoh South | Tendukheda | TENDUKHEDA | 11 KV PANJI SANGA DL | Ghutaria | HARDUA THAKUR WALA | 25 KVA | 672
15881 | Damoh | Damoh South | Tendukheda | TENDUKHEDA | 11 KV PANJI SANGA DL | Ghutaria | ANAGANWADI KE PASS | 25 KVA | 668
15882 | Damoh | Damoh South | Tendukheda | TENDUKHEDA | 11 KV PANJI SANGA DL | Ghutaria | HARDUA TEK SINGH | 25 KVA | 664
15883 | Damoh | Damoh South | Tendukheda | TENDUKHEDA | 11 KV PANJI SANGA DL | Ghutaria | HARDUA BASTI | 25 KVA | 662
15884 | Damoh | Damoh South | Tendukheda | TENDUKHEDA | 11 KV PANJI SANGA DL | Ghutaria | HARDUA BASTI 2 | 25 KVA | 659
15885 | Damoh | Damoh South | Tendukheda | TENDUKHEDA | 11 KV PANJI SANGA DL | Ghutaria | HARDUA TOWER KE PASS | 25 KVA | 655
15886 | Damoh | Damoh South | Tendukheda | TENDUKHEDA | 11 KV PANJI SANGA DL | Beldhana Mal. | BAILDHANA KACHHRA | 25 KVA | 650
15887 | Damoh | Damoh South | Tendukheda | TENDUKHEDA | 11 KV PANJI SANGA DL | Ghutaria | BAILDHANA TALA | 25 KVA | 648
15888 | Damoh | Damoh South | Tendukheda | TENDUKHEDA | 11 KV PANJI SANGA DL | Beldhana Mal. | HARJAN MUHALLA | 25 KVA | 644
15889 | Damoh | Damoh South | Tendukheda | TENDUKHEDA | 11 KV PANJI SANGA DL | Beldhana Mal. | BAILDHANA RAIYAT | 25 KVA | 637
15890 | Damoh | Damoh South | Tendukheda | TENDUKHEDA | 11 KV PANJI SANGA DL | Beldhana Mal. | JIO TOWER BAILDHANA | 25 KVA | 636
15891 | Damoh | Damoh South | Tendukheda | TENDUKHEDA | 11 KV PANJI SANGA DL | Beldhana Mal. | BAILDHANA RAYAT WALA | 25 KVA | 633
15892 | Damoh | Damoh South | Tendukheda | TENDUKHEDA | 11 KV PANJI SANGA DL | Beldhana Mal. | BAILDHANA BAGICHA | 63 KVA | 626
15893 | Damoh | Damoh South | Tendukheda | TENDUKHEDA | 11 KV PANJI SANGA DL | Beldhana Mal. | BAILDHANA KACHHRA | 25 KVA | 623
15894 | Damoh | Damoh South | Tendukheda | TENDUKHEDA | 11 KV PANJI SANGA DL | Beldhana Mal. | BAILDHANA TALA | 25 KVA | 622
15895 | Damoh | Damoh South | Tendukheda | TENDUKHEDA | 11 KV PANJI SANGA DL | Beldhana Mal. | BAILDHANA KACHHRA | 25 KVA | 613
15896 | Damoh | Damoh South | Tendukheda | TENDUKHEDA | 11 KV PANJI SANGA DL | Beldhana Mal. | BAILDHANA BASTI | 100 KVA | 609
15897 | Damoh | Damoh South | Tendukheda | TENDUKHEDA | 11 KV PANJI SANGA DL | Beldhana Mal. | COLONY 1 | 25 KVA | 600
15898 | Damoh | Damoh South | Tendukheda | TENDUKHEDA | 11 KV PANJI SANGA DL | Beldhana Mal. | BAILDHANA BAGICHA | 25 KVA | 590
15899 | Damoh | Damoh South | Tendukheda | TENDUKHEDA | 11 KV PANJI SANGA DL | Beldhana Mal. | PANJI BUS STAND KE PASS | 25 KVA | 584
15900 | Damoh | Damoh South | Tendukheda | TENDUKHEDA | 11 KV PANJI SANGA DL | Beldhana Mal. | PANJI COLOLNY | 63 KVA | 583
15901 | Damoh | Damoh South | Tendukheda | TENDUKHEDA | 11 KV PANJI SANGA DL | Beldhana Mal. | PANJI BASTI | 100 KVA | 578
15902 | Damoh | Damoh South | Tendukheda | TENDUKHEDA | 11 KV PANJI SANGA DL | Beldhana Mal. | YATRI PRATIKCHALAY PANJI | 25 KVA | 577
15903 | Damoh | Damoh South | Tendukheda | TENDUKHEDA | 11 KV PANJI SANGA DL | Beldhana Mal. | W/W PANJI | 25 KVA | 576
15904 | Damoh | Damoh South | Tendukheda | TENDUKHEDA | 11 KV PANJI SANGA DL | Beldhana Mal. | SHIV MANDIR KE PASS | 25 KVA | 568
15905 | Damoh | Damoh South | Tendukheda | TENDUKHEDA | 11 KV PANJI SANGA DL | Khamkheda | DALPATKHEDA BASTI | 63 KVA | 566
15906 | Damoh | Damoh South | Tendukheda | TENDUKHEDA | 11 KV PANJI SANGA DL | Khamkheda | DALPATKHEDA BASTI 2 | 25 KVA | 564
15907 | Damoh | Damoh South | Tendukheda | TENDUKHEDA | 11 KV PANJI SANGA DL | Khamkheda | COLONY WALA | 25 KVA | 560
15908 | Damoh | Damoh South | Tendukheda | TENDUKHEDA | 11 KV PANJI SANGA DL | Nibora Ryt | AJITPUR IMLI WALA | 25 KVA | 555
15909 | Damoh | Damoh South | Tendukheda | TENDUKHEDA | 11 KV PANJI SANGA DL | Nibora Ryt | DEVRI KACHHAI | 25 KVA | 552
15910 | Damoh | Damoh South | Tendukheda | TENDUKHEDA | 11 KV PANJI SANGA DL | Nibora Ryt | JIO TOWER | 25 KVA | 546
15911 | Damoh | Damoh South | Tendukheda | TENDUKHEDA | 11 KV PANJI SANGA DL | Nibora Ryt | ROAD WALA | 25 KVA | 543
15912 | Damoh | Damoh South | Tendukheda | TENDUKHEDA | 11 KV PANJI SANGA DL | Nibora Ryt | AJITPUR SCHOOL KE PEECHEY | 25 KVA | 541
15913 | Damoh | Damoh South | Tendukheda | TENDUKHEDA | 11 KV PANJI SANGA DL | Nibora Ryt | SHANKAR JI WALI | 25 KVA | 539
15914 | Damoh | Damoh South | Tendukheda | TENDUKHEDA | 11 KV PANJI SANGA DL | Nibora Ryt | YADAV MUHALLA AJEETPUR | 25 KVA | 533
15915 | Damoh | Damoh South | Tendukheda | TENDUKHEDA | 11 KV PANJI SANGA DL | Nibora Ryt | AJEETPUR BASTI | 25 KVA | 531
15916 | Damoh | Damoh South | Tendukheda | TENDUKHEDA | 11 KV PANJI SANGA DL | Nibora Ryt | AJITPUR COLONY | 25 KVA | 529
15917 | Damoh | Damoh South | Tendukheda | TENDUKHEDA | 11 KV PANJI SANGA DL | Nibora Ryt | IMALI WALA | 25 KVA | 523
15918 | Damoh | Damoh South | Tendukheda | TENDUKHEDA | 11 KV PANJI SANGA DL | Nibora Ryt | ROAD WALA KHAMRIYA | 25 KVA | 519
15919 | Damoh | Damoh South | Tendukheda | TENDUKHEDA | 11 KV PANJI SANGA DL | Nibora Ryt | KHAMARIYA BASTI | 25 KVA | 517
15920 | Damoh | Damoh South | Tendukheda | TENDUKHEDA | 11 KV PANJI SANGA DL | Nibora Ryt | KHAMRIYA BASTI YADAV | 25 KVA | 516
15921 | Damoh | Damoh South | Tendukheda | TENDUKHEDA | 11 KV PANJI SANGA DL | Nibora Ryt | THAKUR MUHALLA | 25 KVA | 511
15922 | Damoh | Damoh South | Tendukheda | TENDUKHEDA | 11 KV PANJI SANGA DL | Panji | AIRTERL TOWER KHAMRIYA | 25 KVA | 509
15923 | Damoh | Damoh South | Tendukheda | TENDUKHEDA | 11 KV PANJI SANGA DL | Panji | SHIV TEMPLE | 25 KVA | 507
15924 | Damoh | Damoh South | Tendukheda | TENDUKHEDA | 11 KV PANJI SANGA DL | Panji | NANDPURA BASTI | 25 KVA | 499
15925 | Damoh | Damoh South | Tendukheda | TENDUKHEDA | 11 KV PANJI SANGA DL | Panji | KHAKARIYA BASTI | 25 KVA | 497
15926 | Damoh | Damoh South | Tendukheda | TENDUKHEDA | 11 KV PANJI SANGA DL | Panji | YADAV MUHALLA KHAMRIYA | 25 KVA | 495
15927 | Damoh | Damoh South | Tendukheda | TENDUKHEDA | 11 KV PANJI SANGA DL | Nibora Ryt | JAIN WALA KHAMRIYA | 25 KVA | 493
15928 | Damoh | Damoh South | Tendukheda | TENDUKHEDA | 11 KV PANJI SANGA DL | Panji | TIGADDA WALA | 25 KVA | 488
15929 | Damoh | Damoh South | Tendukheda | TENDUKHEDA | 11 KV PANJI SANGA DL | Panji | KHAMARIYA KALAN | 25 KVA | 481
15930 | Damoh | Damoh South | Tendukheda | TENDUKHEDA | 11 KV PANJI SANGA DL | Panji | BARGAD WALA | 25 KVA | 476
15931 | Damoh | Damoh South | Tendukheda | TENDUKHEDA | 11 KV PANJI SANGA DL | Beldhana Raiyat | PANJI COLOLNY | 25 KVA | 466
15932 | Damoh | Damoh South | Tendukheda | TENDUKHEDA | 11 KV PANJI SANGA DL | Beldhana Raiyat | HARIJAN MUHALLA PANJI | 25 KVA | 456
15933 | Damoh | Damoh South | Tendukheda | TENDUKHEDA | 11 KV PANJI SANGA DL | Beldhana Raiyat | DURGA MANDIR KE PASS | 25 KVA | 451
15934 | Damoh | Damoh South | Tendukheda | TENDUKHEDA | 11 KV PANJI SANGA DL | Beldhana Raiyat | CHAKARVARTI MUHHALA | 25 KVA | 449
15935 | Damoh | Damoh South | Tendukheda | TENDUKHEDA | 11 KV PANJI SANGA DL | Beldhana Raiyat | KHER MAAI WALA | 25 KVA | 444
15936 | Damoh | Damoh South | Tendukheda | TENDUKHEDA | 11 KV PANJI SANGA DL | Beldhana Raiyat | GURJAR MUHALLA | 25 KVA | 437
15937 | Damoh | Damoh South | Tendukheda | TENDUKHEDA | 11 KV PANJI SANGA DL | Beldhana Raiyat | KHERA BASTI | 25 KVA | 436
15938 | Damoh | Damoh South | Tendukheda | TENDUKHEDA | 11 KV PANJI SANGA DL | Beldhana Raiyat | PINDRAI TOWER KE PASS | 25 KVA | 435
15939 | Damoh | Damoh South | Tendukheda | TENDUKHEDA | 11 KV PANJI SANGA DL | Beldhana Raiyat | BUS STAND KE PASS | 25 KVA | 430
15940 | Damoh | Damoh South | Tendukheda | TENDUKHEDA | 11 KV PANJI SANGA DL | Beldhana Raiyat | PINDRAI THAKUR BASTI | 25 KVA | 424
15941 | Damoh | Damoh South | Tendukheda | TENDUKHEDA | 11 KV PANJI SANGA DL | Beldhana Raiyat | TALLAIYA PINDARI | 25 KVA | 423
15942 | Damoh | Damoh South | Tendukheda | TENDUKHEDA | 11 KV PANJI SANGA DL | Beldhana Raiyat | NEAR HIGH SCHOOL | 25 KVA | 421
15943 | Damoh | Damoh South | Tendukheda | TENDUKHEDA | 11 KV PANJI SANGA DL | Beldhana Raiyat | PINDRAI BASTI 3 | 25 KVA | 416
15944 | Damoh | Damoh South | Tendukheda | TENDUKHEDA | 11 KV PANJI SANGA DL | Beldhana Raiyat | PINDRAI THAKUR BASTI | 25 KVA | 415
15945 | Damoh | Damoh South | Tendukheda | TENDUKHEDA | 11 KV PANJI SANGA DL | Beldhana Raiyat | PINDRAI BASTI 2 | 100 KVA | 410
15946 | Damoh | Damoh South | Tendukheda | TENDUKHEDA | 11 KV PANJI SANGA DL | Beldhana Raiyat | HAR WALA | 25 KVA | 409
15947 | Damoh | Damoh South | Tendukheda | TENDUKHEDA | 11 KV PANJI SANGA DL | Beldhana Raiyat | NEAR HIGH SCHOOL | 25 KVA | 407
15948 | Damoh | Damoh South | Tendukheda | TENDUKHEDA | 11 KV PANJI SANGA DL | Beldhana Raiyat | KHAGORIYA BASTI HAR 2 | 25 KVA | 402
15949 | Damoh | Damoh South | Tendukheda | TENDUKHEDA | 11 KV PANJI SANGA DL | Beldhana Raiyat | PINDARI GAWARI | 25 KVA | 400
15950 | Damoh | Damoh South | Tendukheda | TENDUKHEDA | 11 KV PANJI SANGA DL | Beldhana Raiyat | HARIJAN MUHALLA | 25 KVA | 395
15951 | Damoh | Damoh South | Tendukheda | TENDUKHEDA | 11 KV PANJI SANGA DL | Beldhana Raiyat | KHAGORIYA SANMAT WALA | 25 KVA | 389
15952 | Damoh | Damoh South | Tendukheda | TENDUKHEDA | 11 KV PANJI SANGA DL | Beldhana Raiyat | ROAD WALI PINDARI | 25 KVA | 387
15953 | Damoh | Damoh South | Tendukheda | TENDUKHEDA | 11 KV PANJI SANGA DL | Beldhana Raiyat | PAL MUHALLA BASTI 2 | 25 KVA | 380
15954 | Damoh | Damoh South | Tendukheda | TENDUKHEDA | 11 KV PANJI SANGA DL | Beldhana Raiyat | KHAGORIYA COLONY | 25 KVA | 376
15955 | Damoh | Damoh South | Tendukheda | TENDUKHEDA | 11 KV PANJI SANGA DL | Beldhana Raiyat | TOWER JIO | 25 KVA | 374
15956 | Damoh | Damoh South | Tendukheda | TENDUKHEDA | 11 KV PANJI SANGA DL | Beldhana Raiyat | BITLI BHAWAN WALA | 25 KVA | 367
15957 | Damoh | Damoh South | Tendukheda | TENDUKHEDA | 11 KV PANJI SANGA DL | Beldhana Raiyat | KHER MAAI BADI | 25 KVA | 362
15958 | Damoh | Damoh South | Tendukheda | TENDUKHEDA | 11 KV PANJI SANGA DL | Pindrai | SCHOLL KE PASS BASTI | 25 KVA | 356
15959 | Damoh | Damoh South | Tendukheda | TENDUKHEDA | 11 KV PANJI SANGA DL | Pindrai | KHERO BITLI | 25 KVA | 353
15960 | Damoh | Damoh South | Tendukheda | TENDUKHEDA | 11 KV PANJI SANGA DL | Pindrai | BASTI WALA BITLI | 25 KVA | 350
15961 | Damoh | Damoh South | Tendukheda | TENDUKHEDA | 11 KV PANJI SANGA DL | Khamaria Kalan | NANHI DEVRI BASTI | 25 KVA | 345
15962 | Damoh | Damoh South | Tendukheda | TENDUKHEDA | 11 KV PANJI SANGA DL | Panji | HARIJAN MUHALLA DEVRI | 25 KVA | 342
15963 | Damoh | Damoh South | Tendukheda | TENDUKHEDA | 11 KV PANJI SANGA DL | Panji | HARIJAN WALA | 25 KVA | 337
15964 | Damoh | Damoh South | Tendukheda | TENDUKHEDA | 11 KV PANJI SANGA DL | Panji | JATTA BAI ADIVASHI | 25 KVA | 336
15965 | Damoh | Damoh South | Tendukheda | TENDUKHEDA | 11 KV PANJI SANGA DL | Panji | HARIJAN MUHALLA | 25 KVA | 333
15966 | Damoh | Damoh South | Tendukheda | TENDUKHEDA | 11 KV PANJI SANGA DL | Panji | BASTI WALA 2 | 25 KVA | 329
15967 | Damoh | Damoh South | Tendukheda | TENDUKHEDA | 11 KV PANJI SANGA DL | Panji | INDUR WALI DP | 25 KVA | 324
15968 | Damoh | Damoh South | Tendukheda | TENDUKHEDA | 11 KV PANJI SANGA DL | Panji | KHER MAAI WALA | 25 KVA | 320
15969 | Damoh | Damoh South | Tendukheda | TENDUKHEDA | 11 KV PANJI SANGA DL | Panji | BASTI WALA DEVRI | 63 KVA | 313
15970 | Damoh | Damoh South | Tendukheda | TENDUKHEDA | 11 KV PANJI SANGA DL | Panji | DEVRI KACHYAI | 25 KVA | 312
15971 | Damoh | Damoh South | Tendukheda | TENDUKHEDA | 11 KV PANJI SANGA DL | Panji | PRAKASH ADIVASHI | 25 KVA | 310
15972 | Damoh | Damoh South | Tendukheda | TENDUKHEDA | 11 KV PANJI SANGA DL | Panji | COLONY WALA | 25 KVA | 304
15973 | Damoh | Damoh South | Tendukheda | TENDUKHEDA | 11 KV PANJI SANGA DL | Panji | DEVRI BASTI | 25 KVA | 298
15974 | Damoh | Damoh South | Tendukheda | TENDUKHEDA | 11 KV PANJI SANGA DL | Panji | SEN MUHALLA | 25 KVA | 296
15975 | Damoh | Damoh South | Tendukheda | TENDUKHEDA | 11 KV PANJI SANGA DL | Panji | ADIVASHI MUHALLA | 25 KVA | 288
15976 | Damoh | Damoh South | Tendukheda | TENDUKHEDA | 11 KV PANJI SANGA DL | Panji | DEVRI BASTI | 25 KVA | 287
15977 | Damoh | Damoh South | Tendukheda | TENDUKHEDA | 11 KV PANJI SANGA DL | Khamaria Kalan | PAL MUHALLA | 25 KVA | 284
15978 | Damoh | Damoh South | Tendukheda | TENDUKHEDA | 11 KV PANJI SANGA DL | Khamaria Kalan | TOWER KE PASS | 25 KVA | 279
15979 | Damoh | Damoh South | Tendukheda | TENDUKHEDA | 11 KV PANJI SANGA DL | Khamaria Kalan | BHUDHAILA PUMP | 25 KVA | 272
15980 | Damoh | Damoh South | Tendukheda | TENDUKHEDA | 11 KV PANJI SANGA DL | Deori Nijam | PATI BASTI | 25 KVA | 267
15981 | Damoh | Damoh South | Tendukheda | TENDUKHEDA | 11 KV PANJI SANGA DL | Deori Nijam | KHET SINGH WALA | 25 KVA | 264
15982 | Damoh | Damoh South | Tendukheda | TENDUKHEDA | 11 KV PANJI SANGA DL | Deori Nijam | BUDELA BASTI | 25 KVA | 260
15983 | Damoh | Damoh South | Tendukheda | TENDUKHEDA | 11 KV PANJI SANGA DL | Deori Nijam | BAILWADA COLONY | 25 KVA | 259
15984 | Damoh | Damoh South | Tendukheda | TENDUKHEDA | 11 KV PANJI SANGA DL | Deori Nijam | BUDELA ROAD WALA | 25 KVA | 258
15985 | Damoh | Damoh South | Tendukheda | TENDUKHEDA | 11 KV PANJI SANGA DL | Pindrai | TARACHAND YADAV WALA | 25 KVA | 256
15986 | Damoh | Damoh South | Tendukheda | TENDUKHEDA | 11 KV PANJI SANGA DL | Pindrai | KALU YADAV WALI | 25 KVA | 250
15987 | Damoh | Damoh South | Tendukheda | TENDUKHEDA | 11 KV PANJI SANGA DL | Pindrai | BAILWADA KHER MAI KE PASS | 25 KVA | 242
15988 | Damoh | Damoh South | Tendukheda | TENDUKHEDA | 11 KV PANJI SANGA DL | Deori Nijam | BAILWADA ROADA WALA | 25 KVA | 235
15989 | Damoh | Damoh South | Tendukheda | TENDUKHEDA | 11 KV PANJI SANGA DL | Pindrai | BARGAD WALA | 25 KVA | 226
15990 | Damoh | Damoh South | Tendukheda | TENDUKHEDA | 11 KV PANJI SANGA DL | Pindrai | KHAGORIYA BASTI HAR 2 | 25 KVA | 225
15991 | Damoh | Damoh South | Tendukheda | TENDUKHEDA | 11 KV PANJI SANGA DL | Pindrai | KHAGORIYA BASTI HAR | 63 KVA | 223
15992 | Damoh | Damoh South | Tendukheda | TENDUKHEDA | 11 KV PANJI SANGA DL | Pindrai | KHAGORIYA BASTI | 25 KVA | 221
15993 | Damoh | Damoh South | Tendukheda | TENDUKHEDA | 11 KV PANJI SANGA DL | Pindrai | BAILWADA KUAN WALA | 25 KVA | 216
15994 | Damoh | Damoh South | Tendukheda | TENDUKHEDA | 11 KV PANJI SANGA DL | Pindrai | BITLI BASTI | 25 KVA | 208
15995 | Damoh | Damoh South | Tendukheda | TENDUKHEDA | 11 KV PANJI SANGA DL | Pindrai | THAKUR WALA BAILWADA | 25 KVA | 207
15996 | Damoh | Damoh South | Tendukheda | TENDUKHEDA | 11 KV PANJI SANGA DL | Pindrai | BAILWADA COLONY | 25 KVA | 195
15997 | Damoh | Damoh South | Tendukheda | TENDUKHEDA | 11 KV PANJI SANGA DL | Bitli | BASHTI WALA | 25 KVA | 193
15998 | Damoh | Damoh South | Tendukheda | TENDUKHEDA | 11 KV PANJI SANGA DL | Bitli | HANUMAN MANDIR | 25 KVA | 191
15999 | Damoh | Damoh South | Tendukheda | TENDUKHEDA | 11 KV PANJI SANGA DL | Bitli | RELIANCE TOWER | 25 KVA | 186
16000 | Damoh | Damoh South | Tendukheda | TENDUKHEDA | 11 KV PANJI SANGA DL | Bitli | BAILWADA COLONY | 25 KVA | 182
16001 | Damoh | Damoh South | Tendukheda | TENDUKHEDA | 11 KV PANJI SANGA DL | Bitli | BASTI WALA BAILWADA | 25 KVA | 178
16002 | Damoh | Damoh South | Tendukheda | TENDUKHEDA | 11 KV PANJI SANGA DL | Pindrai | NADIYA WALA BAILWADA | 25 KVA | 171
16003 | Damoh | Damoh South | Tendukheda | TENDUKHEDA | 11 KV PANJI SANGA DL | Pindrai | BAILWADA BASTI | 25 KVA | 165
16004 | Damoh | Damoh South | Tendukheda | TENDUKHEDA | 11 KV PANJI SANGA DL | Pindrai | PANCHAYAT BHAWAN KE PASS | 25 KVA | 159
16005 | Damoh | Damoh South | Tendukheda | TENDUKHEDA | 11 KV PANJI SANGA DL | Pindrai | BASTI WALA 2 | 25 KVA | 155
16006 | Damoh | Damoh South | Tendukheda | TENDUKHEDA | 11 KV PANJI SANGA DL | Pindrai | IMLI WALA JAMUNKHEDA | 25 KVA | 151
16007 | Damoh | Damoh South | Tendukheda | TENDUKHEDA | 11 KV PANJI SANGA DL | Pindrai | MARGHATA | 25 KVA | 150
16008 | Damoh | Damoh South | Tendukheda | TENDUKHEDA | 11 KV PANJI SANGA DL | Pindrai | BASTI WALA | 100 KVA | 147
16009 | Damoh | Damoh South | Tendukheda | TENDUKHEDA | 11 KV PANJI SANGA DL | Pindrai | JAMUNKHEDA BASTI | 25 KVA | 144
16010 | Damoh | Damoh South | Tendukheda | TENDUKHEDA | 11 KV PANJI SANGA DL | Pindrai | KHER MAI MUHALLA | 25 KVA | 142
16011 | Damoh | Damoh South | Tendukheda | TENDUKHEDA | 11 KV PANJI SANGA DL | Pindrai | AHIRWAR MUHALLA | 25 KVA | 140
16012 | Damoh | Damoh South | Tendukheda | TENDUKHEDA | 11 KV PANJI SANGA DL | Pindrai | JAMUNKHEDA TIGADDA | 25 KVA | 137
16013 | Damoh | Damoh South | Tendukheda | TENDUKHEDA | 11 KV PANJI SANGA DL | Pindrai | MANPURA PUMP WALA | 25 KVA | 130
16014 | Damoh | Damoh South | Tendukheda | TENDUKHEDA | 11 KV PANJI SANGA DL | Bitli | MANPURA 1 | 25 KVA | 125
16015 | Damoh | Damoh South | Tendukheda | TENDUKHEDA | 11 KV PANJI SANGA DL | Bitli | BARGAD WALA MANPURA | 25 KVA | 123
16016 | Damoh | Damoh South | Tendukheda | TENDUKHEDA | 11 KV PANJI SANGA DL | Bitli | MANPURA 2 | 25 KVA | 122
16017 | Damoh | Damoh South | Tendukheda | TENDUKHEDA | 11 KV PANJI SANGA DL | Bitli | MANPURA SCHOOL WALA | 25 KVA | 115
16018 | Damoh | Damoh South | Tendukheda | TENDUKHEDA | 11 KV PANJI SANGA DL | Bitli | BUS STAND KE PASS | 25 KVA | 108
16019 | Damoh | Damoh South | Tendukheda | TENDUKHEDA | 11 KV PANJI SANGA DL | Bitli | MANPURA HARIJAN WALA | 25 KVA | 107
16020 | Damoh | Damoh South | Tendukheda | TENDUKHEDA | 11 KV PANJI SANGA DL | Bitli | TAGRA | 25 KVA | 105
16021 | Damoh | Damoh South | Tendukheda | TENDUKHEDA | 11 KV PANJI SANGA DL | Bitli | MANPURA PUMP WALA | 25 KVA | 97
16022 | Damoh | Damoh South | Tendukheda | TENDUKHEDA | 11 KV PANJI SANGA DL | Bamhori Panji | BHOUDI BASTI 2 | 100 KVA | 86
16023 | Damoh | Damoh South | Tendukheda | TENDUKHEDA | 11 KV PANJI SANGA DL | Bamhori Panji | BHONDI RAYAT COLONY | 25 KVA | 85
16024 | Damoh | Damoh South | Tendukheda | TENDUKHEDA | 11 KV PANJI SANGA DL | Bamhori Panji | USTAJ SINGH ADIVASHI | 25 KVA | 83
16025 | Damoh | Damoh South | Tendukheda | TENDUKHEDA | 11 KV PANJI SANGA DL | Bamhori Panji | PANCHAM SINGH BHOUDI | 25 KVA | 80
16026 | Damoh | Damoh South | Tendukheda | TENDUKHEDA | 11 KV PANJI SANGA DL | Bamhori Panji | BHOUDI BASTI | 25 KVA | 73
16027 | Damoh | Damoh South | Tendukheda | TENDUKHEDA | 11 KV PANJI SANGA DL | Bamhori Panji | TALAIYA WALA | 25 KVA | 72
16028 | Damoh | Damoh South | Tendukheda | TENDUKHEDA | 11 KV PANJI SANGA DL | Jamun Kheda | PURAN YADAV | 25 KVA | 69
16029 | Damoh | Damoh South | Tendukheda | TENDUKHEDA | 11 KV PANJI SANGA DL | Jamun Kheda | BHOUDI KHURD | 25 KVA | 64
16030 | Damoh | Damoh South | Tendukheda | TENDUKHEDA | 11 KV PANJI SANGA DL | Jamun Kheda | SONI WALA | 25 KVA | 61
16031 | Damoh | Damoh South | Tendukheda | TENDUKHEDA | 11 KV PANJI SANGA DL | Jamun Kheda | BHONDI HARIJAN BASTI | 25 KVA | 60
16032 | Damoh | Damoh South | Tendukheda | TENDUKHEDA | 11 KV PANJI SANGA DL | Jamun Kheda | BHONDI MAL COLONY | 25 KVA | 53
16033 | Damoh | Damoh South | Tendukheda | TENDUKHEDA | 11 KV PANJI SANGA DL | Bamhori Panji | PAL MUHALLA BHONDI | 25 KVA | 47
16034 | Damoh | Damoh South | Tendukheda | TENDUKHEDA | 11 KV PANJI SANGA DL | Bamhori Panji | MANDIR KE PASS WALA | 25 KVA | 39
16035 | Damoh | Damoh South | Tendukheda | TENDUKHEDA | 11 KV PANJI SANGA DL | Harrai Panji | DHAWA KE SAMNE | 25 KVA | 30
16036 | Damoh | Damoh South | Tendukheda | TENDUKHEDA | 11 KV PANJI SANGA DL | Harrai Panji | BHONDI DHAWA | 25 KVA | 26
16037 | Damoh | Damoh South | Tendukheda | TENDUKHEDA | 11 KV PANJI SANGA DL | Harrai Panji | BHONDI RAYAT WALA | 25 KVA | 19
16038 | Damoh | Damoh South | Tendukheda | TENDUKHEDA | 11 KV PANJI SANGA DL | Harrai Panji | BHONDI BASTI | 25 KVA | 13
16039 | Damoh | Damoh South | Tendukheda | TENDUKHEDA | 11 KV PANJI SANGA DL | Harrai Panji | BHONDI TIGADDA 2 | 25 KVA | 8
16040 | Damoh | Damoh South | Tendukheda | TENDUKHEDA | 11 KV PANJI SANGA DL | Harrai Panji | BHONDI TIGADDA | 25 KVA | 3
16041 | Damoh | Damoh South | Tendukheda | TENDUKHEDA | 11 KV PANJI SANGA DL | Sanga | NIBORA | 63 KVA | 694
16042 | Damoh | Damoh South | Tendukheda | TENDUKHEDA | 11 KV PANJI SANGA DL | Sanga | NIBORA RAYAT WALA | 25 KVA | 697
16043 | Damoh | Damoh South | Tendukheda | TENDUKHEDA | 11 KV PANJI SANGA DL | Sanga | COLONY 1 | 25 KVA | 705
16044 | Damoh | Damoh South | Tendukheda | TENDUKHEDA | 11 KV PANJI SANGA DL | Sanga | KHAMKHEDA BASTI | 63 KVA | 713
16045 | Damoh | Damoh South | Tendukheda | TENDUKHEDA | 11 KV PANJI SANGA DL | Sanga | DEVRI BASTI WALA | 25 KVA | 715
16046 | Damoh | Damoh South | Tendukheda | TENDUKHEDA | 11 KV PANJI SANGA DL | Sanga | SARPANCH WALA KHAMKHEDA | 25 KVA | 716
16047 | Damoh | Damoh South | Tendukheda | TENDUKHEDA | 11 KV PANJI SANGA DL | Sanga | KHAMHEDA COLONY | 25 KVA | 723
16048 | Damoh | Damoh South | Tendukheda | TENDUKHEDA | 11 KV PANJI SANGA DL | Sanga | KACHYAI WALA | 25 KVA | 725
16049 | Damoh | Damoh South | Tendukheda | TENDUKHEDA | 11 KV PANJI SANGA DL | Sanga | BADA DEV WALA | 25 KVA | 733
16050 | Damoh | Damoh South | Tendukheda | TENDUKHEDA | 11 KV PANJI SANGA DL | Sanga | SUNDAR WWALI KHAMKHEDA | 25 KVA | 734
16051 | Damoh | Damoh South | Tendukheda | TENDUKHEDA | 11 KV PANJI SANGA DL | Khamkheda | KACHYAI WALA | 25 KVA | 742
16052 | Damoh | Damoh South | Tendukheda | TENDUKHEDA | 11 KV PANJI SANGA DL | Khamkheda | SHANKAR WALA KHAMKHEDA | 25 KVA | 744
16053 | Damoh | Damoh South | Tendukheda | TENDUKHEDA | 11 KV PANJI SANGA DL | Khamkheda | KHAMKHEDA TAPRIYA | 25 KVA | 746
16054 | Damoh | Damoh South | Tendukheda | TENDUKHEDA | 11 KV PANJI SANGA DL | Sanga | NIBORA HAR WALA | 25 KVA | 750
16055 | Damoh | Damoh South | Tendukheda | TENDUKHEDA | 11 KV PANJI SANGA DL | Sanga | ADIWASI MUHALLA | 25 KVA | 758
16056 | Damoh | Damoh South | Tendukheda | TENDUKHEDA | 11 KV PANJI SANGA DL | Sanga | PULL WALA | 25 KVA | 767
16057 | Damoh | Damoh South | Tendukheda | TENDUKHEDA | 11 KV PANJI SANGA DL | Sanga | KHAMKHEDA TAPRIYA | 25 KVA | 777
16058 | Damoh | Damoh South | Tendukheda | TENDUKHEDA | 11 KV PANJI SANGA DL | Sanga | SANGA NURSURY | 25 KVA | 783
16059 | Damoh | Damoh South | Tendukheda | TENDUKHEDA | 11 KV PANJI SANGA DL | Sanga | KHAMKHEDA BASTI | 25 KVA | 787
16060 | Damoh | Damoh South | Tendukheda | TENDUKHEDA | 11 KV PANJI SANGA DL | Sanga | SANGA NURSURY | 25 KVA | 794
16061 | Damoh | Damoh South | Tendukheda | TENDUKHEDA | 11 KV PANJI SANGA DL | Sanga | SANAGA COLONY 2 | 25 KVA | 798
16062 | Damoh | Damoh South | Tendukheda | TENDUKHEDA | 11 KV PANJI SANGA DL | Sanga | SANAGA COLONY 1 | 25 KVA | 799
16063 | Damoh | Damoh South | Tendukheda | TENDUKHEDA | 11 KV PANJI SANGA DL | Sanga | SANGA HARIJAN WALA 2 | 25 KVA | 807
16064 | Damoh | Damoh South | Tendukheda | TENDUKHEDA | 11 KV PANJI SANGA DL | Majhgawa Chak | SANAGA AHIRWAR MUHLLA | 25 KVA | 812
16065 | Damoh | Damoh South | Tendukheda | TENDUKHEDA | 11 KV PANJI SANGA DL | Majhgawa Chak | RENJ OFFICE KE PASS | 25 KVA | 819
16066 | Damoh | Damoh South | Tendukheda | TENDUKHEDA | 11 KV PANJI SANGA DL | Majhgawa Chak | MAIN ROAD SANGA | 25 KVA | 821
16067 | Damoh | Damoh South | Tendukheda | TENDUKHEDA | 11 KV PANJI SANGA DL | Majhgawa Chak | HARIJAN MOHHALLA 52KVA | 25 KVA | 826
16068 | Damoh | Damoh South | Tendukheda | TENDUKHEDA | 11 KV PANJI SANGA DL | Majhgawa Chak | SOSCITY SANGA | 25 KVA | 828
16069 | Damoh | Damoh South | Tendukheda | TENDUKHEDA | 11 KV PANJI SANGA DL | Majhgawa Chak | JIO TOWER SANGA | 25 KVA | 832
16070 | Damoh | Damoh South | Tendukheda | TENDUKHEDA | 11 KV PANJI SANGA DL | Majhgawa Chak | JAIN MANDIR KE PASS SANGA | 25 KVA | 833
16071 | Damoh | Damoh South | Tendukheda | TENDUKHEDA | 11 KV PANJI SANGA DL | Majhgawa Chak | REALIANCE TOWER SANGA | 25 KVA | 834
16072 | Damoh | Damoh South | Tendukheda | TENDUKHEDA | 11 KV PANJI SANGA DL | Majhgawa Chak | W/W SANGA | 25 KVA | 837
16073 | Damoh | Damoh South | Tendukheda | TENDUKHEDA | 11 KV PANJI SANGA AG | Pindrai | PINDRAI HAR | 25 KVA | 446
16074 | Damoh | Damoh South | Tendukheda | TENDUKHEDA | 11 KV PANJI SANGA AG | Beldhana Mal. | RAJAK WALA PUMP | 25 KVA | 441
16075 | Damoh | Damoh South | Tendukheda | TENDUKHEDA | 11 KV PANJI SANGA AG | Beldhana Mal. | DURGA MANDIR WALA | 25 KVA | 431
16076 | Damoh | Damoh South | Tendukheda | TENDUKHEDA | 11 KV PANJI SANGA AG | Beldhana Mal. | NARENDRA WALA PUMP | 25 KVA | 422
16077 | Damoh | Damoh South | Tendukheda | TENDUKHEDA | 11 KV PANJI SANGA AG | Panji | PANJI HAR | 25 KVA | 415
16078 | Damoh | Damoh South | Tendukheda | TENDUKHEDA | 11 KV PANJI SANGA AG | Nibora Ryt | JUGRAJ NIBORA WALA PUMP | 25 KVA | 404
16079 | Damoh | Damoh South | Tendukheda | TENDUKHEDA | 11 KV PANJI SANGA AG | Nibora Ryt | NIBORA HAR | 25 KVA | 401
16080 | Damoh | Damoh South | Tendukheda | TENDUKHEDA | 11 KV PANJI SANGA AG | Sanga | RAKESH WALI PUMP DP | 25 KVA | 393
16081 | Damoh | Damoh South | Tendukheda | TENDUKHEDA | 11 KV PANJI SANGA AG | Nibora Ryt | NITESH WALA DP PUMP | 25 KVA | 389
16082 | Damoh | Damoh South | Tendukheda | TENDUKHEDA | 11 KV PANJI SANGA AG | Sanga | RAJENDRA WALA PUMP | 25 KVA | 387
16083 | Damoh | Damoh South | Tendukheda | TENDUKHEDA | 11 KV PANJI SANGA AG | Khamkheda | KHAMKHEDA HAR | 25 KVA | 381
16084 | Damoh | Damoh South | Tendukheda | TENDUKHEDA | 11 KV PANJI SANGA AG | Panji | KHERE PANJI HAR | 25 KVA | 363
16085 | Damoh | Damoh South | Tendukheda | TENDUKHEDA | 11 KV PANJI SANGA AG | Panji | PANJI TIGADDA AG | 25 KVA | 359
16086 | Damoh | Damoh South | Tendukheda | TENDUKHEDA | 11 KV PANJI SANGA AG | Khamaria Kalan | KHAMARIYA KALAN AG | 25 KVA | 346
16087 | Damoh | Damoh South | Tendukheda | TENDUKHEDA | 11 KV PANJI SANGA AG | NO VILLAGE FOUND | DTR NOT TAGGED | 25 KVA | 344
16088 | Damoh | Damoh South | Tendukheda | TENDUKHEDA | 11 KV PANJI SANGA AG | Azitpur | AJITPUR HAR | 25 KVA | 331
16089 | Damoh | Damoh South | Tendukheda | TENDUKHEDA | 11 KV PANJI SANGA AG | Azitpur | AJITPUR PUMP | 25 KVA | 327
16090 | Damoh | Damoh South | Tendukheda | TENDUKHEDA | 11 KV PANJI SANGA AG | Khamaria Kalan | KHAMRIYA YADAV WALA PUMP | 25 KVA | 319
16091 | Damoh | Damoh South | Tendukheda | TENDUKHEDA | 11 KV PANJI SANGA AG | Nibora Ryt | INDR KUMAR WALA PUMP | 25 KVA | 318
16092 | Damoh | Damoh South | Tendukheda | TENDUKHEDA | 11 KV PANJI SANGA AG | Khamaria Kalan | KHAMARIYA KALAN WALA AG | 25 KVA | 314
16093 | Damoh | Damoh South | Tendukheda | TENDUKHEDA | 11 KV PANJI SANGA AG | Khamaria Kalan | AHIRWAR WALA PUMP KHAMRIYA | 25 KVA | 304
16094 | Damoh | Damoh South | Tendukheda | TENDUKHEDA | 11 KV PANJI SANGA AG | Deori Nijam | DEVRI WALA | 25 KVA | 301
16095 | Damoh | Damoh South | Tendukheda | TENDUKHEDA | 11 KV PANJI SANGA AG | Khamaria Kalan | KHAMARIYA KALAN AG | 25 KVA | 298
16096 | Damoh | Damoh South | Tendukheda | TENDUKHEDA | 11 KV PANJI SANGA AG | Khamaria Kalan | KHAMARIYA PUMP | 25 KVA | 287
16097 | Damoh | Damoh South | Tendukheda | TENDUKHEDA | 11 KV PANJI SANGA AG | Panji | TARWAR SINGH WALA | 25 KVA | 281
16098 | Damoh | Damoh South | Tendukheda | TENDUKHEDA | 11 KV PANJI SANGA AG | Pindrai | PINDARAI HAR | 25 KVA | 272
16099 | Damoh | Damoh South | Tendukheda | TENDUKHEDA | 11 KV PANJI SANGA AG | Deori Nijam | DEVRI PUMP | 25 KVA | 257
16100 | Damoh | Damoh South | Tendukheda | TENDUKHEDA | 11 KV PANJI SANGA AG | Deori Nijam | DEVRI WALA | 25 KVA | 255
16101 | Damoh | Damoh South | Tendukheda | TENDUKHEDA | 11 KV PANJI SANGA AG | Budela | BUDHAILA RAM SINGH | 25 KVA | 241
16102 | Damoh | Damoh South | Tendukheda | TENDUKHEDA | 11 KV PANJI SANGA AG | Bitli | BASTI KE PASS BITLI | 25 KVA | 234
16103 | Damoh | Damoh South | Tendukheda | TENDUKHEDA | 11 KV PANJI SANGA AG | Budela | BHUDHAILA HAR | 25 KVA | 228
16104 | Damoh | Damoh South | Tendukheda | TENDUKHEDA | 11 KV PANJI SANGA AG | Beldhana Raiyat | AVDESH WALA PUMP | 25 KVA | 222
16105 | Damoh | Damoh South | Tendukheda | TENDUKHEDA | 11 KV PANJI SANGA AG | Pindrai | DURGA SINGH LODHI WALA PINDRAI | 25 KVA | 216
16106 | Damoh | Damoh South | Tendukheda | TENDUKHEDA | 11 KV PANJI SANGA AG | Bitli | BITLI HAR | 25 KVA | 214
16107 | Damoh | Damoh South | Tendukheda | TENDUKHEDA | 11 KV PANJI SANGA AG | Pindrai | BHOOMAN SINGH WALAL PUMP | 25 KVA | 207
16108 | Damoh | Damoh South | Tendukheda | TENDUKHEDA | 11 KV PANJI SANGA AG | Pindrai | DURAG SINGH WALA | 25 KVA | 203
16109 | Damoh | Damoh South | Tendukheda | TENDUKHEDA | 11 KV PANJI SANGA AG | Bitli | BITLI HAR WALA | 25 KVA | 199
16110 | Damoh | Damoh South | Tendukheda | TENDUKHEDA | 11 KV PANJI SANGA AG | Pindrai | MALKHAN WALA PUMP | 25 KVA | 197
16111 | Damoh | Damoh South | Tendukheda | TENDUKHEDA | 11 KV PANJI SANGA AG | Pindrai | KHER MAAI WALA AG | 25 KVA | 192
16112 | Damoh | Damoh South | Tendukheda | TENDUKHEDA | 11 KV PANJI SANGA AG | Bailwada | ADIVASHI WALA KHAOGRIYA | 25 KVA | 187
16113 | Damoh | Damoh South | Tendukheda | TENDUKHEDA | 11 KV PANJI SANGA AG | Bailwada | ADIVASHI WALA BAILWADA PUMP | 25 KVA | 184
16114 | Damoh | Damoh South | Tendukheda | TENDUKHEDA | 11 KV PANJI SANGA AG | Bailwada | BAILWADA PUMP WALA | 25 KVA | 183
16115 | Damoh | Damoh South | Tendukheda | TENDUKHEDA | 11 KV PANJI SANGA AG | Bailwada | BAILWADA PUMP WALA | 25 KVA | 177
16116 | Damoh | Damoh South | Tendukheda | TENDUKHEDA | 11 KV PANJI SANGA AG | Bailwada | MASAB WALA KHAOGIRYA | 25 KVA | 171
16117 | Damoh | Damoh South | Tendukheda | TENDUKHEDA | 11 KV PANJI SANGA AG | Pindrai | MIHILAL WALA | 25 KVA | 168
16118 | Damoh | Damoh South | Tendukheda | TENDUKHEDA | 11 KV PANJI SANGA AG | Pindrai | PARSHOTTAM WALA | 25 KVA | 167
16119 | Damoh | Damoh South | Tendukheda | TENDUKHEDA | 11 KV PANJI SANGA AG | Bailwada | BAILWADA RAYAT WALA | 25 KVA | 163
16120 | Damoh | Damoh South | Tendukheda | TENDUKHEDA | 11 KV PANJI SANGA AG | Budela | BUDHAILA PUMP | 25 KVA | 160
16121 | Damoh | Damoh South | Tendukheda | TENDUKHEDA | 11 KV PANJI SANGA AG | Pindrai | PARSHOTTAM TIWARI | 25 KVA | 155
16122 | Damoh | Damoh South | Tendukheda | TENDUKHEDA | 11 KV PANJI SANGA AG | Bailwada | BAILWADA IMLI WALA | 25 KVA | 153
16123 | Damoh | Damoh South | Tendukheda | TENDUKHEDA | 11 KV PANJI SANGA AG | Bailwada | BAILWADA RAYAT WALA | 25 KVA | 151
16124 | Damoh | Damoh South | Tendukheda | TENDUKHEDA | 11 KV PANJI SANGA AG | Bitli | SACHIV BITLI WALA PUMP | 25 KVA | 144
16125 | Damoh | Damoh South | Tendukheda | TENDUKHEDA | 11 KV PANJI SANGA AG | Pindrai | ANNI WALA AG | 25 KVA | 141
16126 | Damoh | Damoh South | Tendukheda | TENDUKHEDA | 11 KV PANJI SANGA AG | Jamun Kheda | JAMUNKHEDA PULIYA WALA | 25 KVA | 138
16127 | Damoh | Damoh South | Tendukheda | TENDUKHEDA | 11 KV PANJI SANGA AG | Pindrai | DHAWA WALA | 25 KVA | 137
16128 | Damoh | Damoh South | Tendukheda | TENDUKHEDA | 11 KV PANJI SANGA AG | Jamun Kheda | JAMUNKHEDA TIGADDA | 25 KVA | 135
16129 | Damoh | Damoh South | Tendukheda | TENDUKHEDA | 11 KV PANJI SANGA AG | Pindrai | RAJARAM SAHU WALA | 25 KVA | 127
16130 | Damoh | Damoh South | Tendukheda | TENDUKHEDA | 11 KV PANJI SANGA AG | Jamun Kheda | JAMUN HATRI | 25 KVA | 123
16131 | Damoh | Damoh South | Tendukheda | TENDUKHEDA | 11 KV PANJI SANGA AG | Jamun Kheda | JAMUNKHEDA PUMP WALA | 25 KVA | 120
16132 | Damoh | Damoh South | Tendukheda | TENDUKHEDA | 11 KV PANJI SANGA AG | Jamun Kheda | BHOJRAJ WALA JAMUNKHEDA | 25 KVA | 116
16133 | Damoh | Damoh South | Tendukheda | TENDUKHEDA | 11 KV PANJI SANGA AG | Jamun Kheda | UTTAM SINGH LODHI WALA PUMP | 25 KVA | 113
16134 | Damoh | Damoh South | Tendukheda | TENDUKHEDA | 11 KV PANJI SANGA AG | Pindrai | DURGA MANDIR KE PASS | 25 KVA | 110
16135 | Damoh | Damoh South | Tendukheda | TENDUKHEDA | 11 KV PANJI SANGA AG | Jamun Kheda | CHHAPPAN SINGH WALA | 25 KVA | 106
16136 | Damoh | Damoh South | Tendukheda | TENDUKHEDA | 11 KV PANJI SANGA AG | Pindrai | SAHAB SINGH AG | 25 KVA | 101
16137 | Damoh | Damoh South | Tendukheda | TENDUKHEDA | 11 KV PANJI SANGA AG | Jamun Kheda | KESHAV ADIWASI JAMUN | 25 KVA | 99
16138 | Damoh | Damoh South | Tendukheda | TENDUKHEDA | 11 KV PANJI SANGA AG | Jamun Kheda | JAMUNKHEDA TIGADDA | 25 KVA | 92
16139 | Damoh | Damoh South | Tendukheda | TENDUKHEDA | 11 KV PANJI SANGA AG | Bitli | RAVI AHIRWAR WALA | 25 KVA | 88
16140 | Damoh | Damoh South | Tendukheda | TENDUKHEDA | 11 KV PANJI SANGA AG | Bamhori Panji | GEETA BAIO WALA PUMP | 25 KVA | 80
16141 | Damoh | Damoh South | Tendukheda | TENDUKHEDA | 11 KV PANJI SANGA AG | Manpura | MANPURA TIRAHA | 25 KVA | 79
16142 | Damoh | Damoh South | Tendukheda | TENDUKHEDA | 11 KV PANJI SANGA AG | Bhondi Mal | BHONDI MAAL AG | 25 KVA | 77
16143 | Damoh | Damoh South | Tendukheda | TENDUKHEDA | 11 KV PANJI SANGA AG | Manpura | MANPURA 1 | 25 KVA | 72
16144 | Damoh | Damoh South | Tendukheda | TENDUKHEDA | 11 KV PANJI SANGA AG | Bhondi Mal | BHONDI TALA | 25 KVA | 64
16145 | Damoh | Damoh South | Tendukheda | TENDUKHEDA | 11 KV PANJI SANGA AG | Bhondi Mal | HANUMAN MANDIR KE PASS | 25 KVA | 60
16146 | Damoh | Damoh South | Tendukheda | TENDUKHEDA | 11 KV PANJI SANGA AG | Bhondi Mal | KIRAN WALA BHONDI | 25 KVA | 57
16147 | Damoh | Damoh South | Tendukheda | TENDUKHEDA | 11 KV PANJI SANGA AG | Bhondi Mal | BHONDI MAAL AG | 25 KVA | 55
16148 | Damoh | Damoh South | Tendukheda | TENDUKHEDA | 11 KV PANJI SANGA AG | Bhondi Mal | POORAN YADAV BHONDI | 25 KVA | 49
16149 | Damoh | Damoh South | Tendukheda | TENDUKHEDA | 11 KV PANJI SANGA AG | Bhondi Mal | ANNI WALA AG | 25 KVA | 45
16150 | Damoh | Damoh South | Tendukheda | TENDUKHEDA | 11 KV PANJI SANGA AG | Bhondi Mal | BHONDI DHAWA KE PASS | 25 KVA | 42
16151 | Damoh | Damoh South | Tendukheda | TENDUKHEDA | 11 KV PANJI SANGA AG | Bhondi Mal | TEK SINGH WALA | 25 KVA | 41
16152 | Damoh | Damoh South | Tendukheda | TENDUKHEDA | 11 KV PANJI SANGA AG | Bhondi Mal | PARAM WALA | 25 KVA | 36
16153 | Damoh | Damoh South | Tendukheda | TENDUKHEDA | 11 KV PANJI SANGA AG | Bhondi Mal | BHONDI PULL WALA | 25 KVA | 33
16154 | Damoh | Damoh South | Tendukheda | TENDUKHEDA | 11 KV PANJI SANGA AG | Bhondi Mal | BHONDI PUMP NADIYA | 25 KVA | 26
16155 | Damoh | Damoh South | Tendukheda | TENDUKHEDA | 11 KV PANJI SANGA AG | Bhondi Mal | HIMMAT SINGH WALA | 25 KVA | 23
16156 | Damoh | Damoh South | Tendukheda | TENDUKHEDA | 11 KV PANJI SANGA AG | Bhondi Mal | VIMAL WALA BHONDI | 25 KVA | 21
16157 | Damoh | Damoh South | Tendukheda | TENDUKHEDA | 11 KV PANJI SANGA AG | Bhondi Mal | BHONDI USPAAR | 25 KVA | 14
16158 | Damoh | Damoh South | Tendukheda | TENDUKHEDA | 11 KV PANJI SANGA AG | Bhondi Mal | BHONDI PULIYA KE PASS | 25 KVA | 6
16159 | Damoh | Damoh South | Tendukheda | TENDUKHEDA | 11 KV PANJI SANGA AG | Bhondi Mal | BHONDI PULIYA WALA | 25 KVA | 5
16160 | Damoh | Damoh South | Tendukheda | TENDUKHEDA | 11 KV PANJI SANGA AG | Pindrai | PINDRAI PUMP | 25 KVA | 462
16161 | Damoh | Damoh South | Tendukheda | TENDUKHEDA | 11 KV PANJI SANGA AG | Beldhana Mal. | KACHHARA WALI DP | 25 KVA | 467
16162 | Damoh | Damoh South | Tendukheda | TENDUKHEDA | 11 KV PANJI SANGA AG | Beldhana Mal. | BASTI WALA | 25 KVA | 474
16163 | Damoh | Damoh South | Tendukheda | TENDUKHEDA | 11 KV PANJI SANGA AG | Beldhana Mal. | BAILDHANA KACHHRA | 25 KVA | 483
16164 | Damoh | Damoh South | Tendukheda | TENDUKHEDA | 11 KV PANJI SANGA AG | Beldhana Mal. | KALAVATI BAI WALA PUMP | 25 KVA | 485
16165 | Damoh | Damoh South | Tendukheda | TENDUKHEDA | 11 KV PANJI SANGA AG | Berdhana Mal. | BAILDHANA WALIPUMP DP | 25 KVA | 491
16166 | Damoh | Damoh South | Tendukheda | TENDUKHEDA | 11 KV PANJI SANGA AG | Jamun Kheda | JAWAHR NAGAR | 25 KVA | 493
16167 | Damoh | Damoh South | Tendukheda | TENDUKHEDA | 11 KV PANJI SANGA AG | Jamun Kheda | PRAKASH SAHU | 25 KVA | 497
16168 | Damoh | Damoh South | Tendukheda | TENDUKHEDA | 11 KV PANJI SANGA AG | Manpura | MANPURA PUMP WALA | 25 KVA | 498
16169 | Damoh | Damoh South | Tendukheda | TENDUKHEDA | 11 KV PANJI SANGA AG | Jamun Kheda | PITAMBAR SAHU WALA | 25 KVA | 502
16170 | Damoh | Damoh South | Tendukheda | TENDUKHEDA | 11 KV PANJI SANGA AG | Bitli | AADIVASHI WALA | 25 KVA | 520
16171 | Damoh | Damoh South | Tendukheda | TENDUKHEDA | 11 KV PANJI SANGA AG | Jamun Kheda | GOPAL WALA MANPURA | 25 KVA | 525
16172 | Damoh | Damoh South | Tendukheda | TENDUKHEDA | 11 KV PANJI SANGA AG | Manpura | ADIVASHI WALA MANPURA | 25 KVA | 530
16173 | Damoh | Damoh South | Tendukheda | TENDUKHEDA | 11 KV PANJI SANGA AG | Bitli | RAMESHAVAR PATEL WALA | 25 KVA | 537
16174 | Damoh | Damoh South | Tendukheda | TENDUKHEDA | 11 KV PANJI SANGA AG | Manpura | PATEL WALA MANPURA | 25 KVA | 538
16175 | Damoh | Damoh South | Tendukheda | TENDUKHEDA | 11 KV SAILWARA DL | Mihguwa Kalan | YADAV MUHLLA MEHGUA KALA | 25 KVA | 1842
16176 | Damoh | Damoh South | Tendukheda | TENDUKHEDA | 11 KV SAILWARA DL | Mihguwa Kalan | ADIVASHI MUHLLA MEHGUA KALA | 25 KVA | 1834
16177 | Damoh | Damoh South | Tendukheda | TENDUKHEDA | 11 KV SAILWARA DL | Mihguwa Kalan | W/W MEHGUA KALA | 25 KVA | 1831
16178 | Damoh | Damoh South | Tendukheda | TENDUKHEDA | 11 KV SAILWARA DL | Mihguwa Kalan | ADIVASHI BATI SARPANCH KE PASS MEHGUA KALA | 25 KVA | 1830
16179 | Damoh | Damoh South | Tendukheda | TENDUKHEDA | 11 KV SAILWARA DL | Mihguwa Kalan | NAL KE PASS RAJPUT MEHGUA KALA | 25 KVA | 1824
16180 | Damoh | Damoh South | Tendukheda | TENDUKHEDA | 11 KV SAILWARA DL | Mihguwa Kalan | ADIVASHI PUMP MEHGUA KALA | 25 KVA | 1816
16181 | Damoh | Damoh South | Tendukheda | TENDUKHEDA | 11 KV SAILWARA DL | Richhkudi | MANKI BAI MHGUA KALA HAR | 25 KVA | 1799
16182 | Damoh | Damoh South | Tendukheda | TENDUKHEDA | 11 KV SAILWARA DL | Richhkudi | YADAV MUHALLA RICHKUDI | 25 KVA | 1784
16183 | Damoh | Damoh South | Tendukheda | TENDUKHEDA | 11 KV SAILWARA DL | Richhkudi | AHIRWAR MUHALLA RICHKUDI | 25 KVA | 1773
16184 | Damoh | Damoh South | Tendukheda | TENDUKHEDA | 11 KV SAILWARA DL | Richhkudi | RICHKUDI BASTI | 25 KVA | 1767
16185 | Damoh | Damoh South | Tendukheda | TENDUKHEDA | 11 KV SAILWARA DL | Richhkudi | BAGHA TALA KE PASS | 25 KVA | 1759
16186 | Damoh | Damoh South | Tendukheda | TENDUKHEDA | 11 KV SAILWARA DL | Richhkudi | BAGHA MAINROAD WALI BASTI | 25 KVA | 1751
16187 | Damoh | Damoh South | Tendukheda | TENDUKHEDA | 11 KV SAILWARA DL | Doni | BSNL TOWER DONI | 25 KVA | 1728
16188 | Damoh | Damoh South | Tendukheda | TENDUKHEDA | 11 KV SAILWARA DL | Doni | MENI BAI DONI | 25 KVA | 1730
16189 | Damoh | Damoh South | Tendukheda | TENDUKHEDA | 11 KV SAILWARA DL | Doni | DONI BAASTI | 63 KVA | 1724
16190 | Damoh | Damoh South | Tendukheda | TENDUKHEDA | 11 KV SAILWARA DL | Doni | JALAM SINGH PUMP DONI | 25 KVA | 1721
16191 | Damoh | Damoh South | Tendukheda | TENDUKHEDA | 11 KV SAILWARA DL | Pathado | ADIVASHI MUHLLA PATHADO | 63 KVA | 1709
16192 | Damoh | Damoh South | Tendukheda | TENDUKHEDA | 11 KV SAILWARA DL | Pathado | PATHADO BASTI MAIN RAOD | 25 KVA | 1712
16193 | Damoh | Damoh South | Tendukheda | TENDUKHEDA | 11 KV SAILWARA DL | Pathado | PULIYA KE PASS PATHADO | 25 KVA | 1697
16194 | Damoh | Damoh South | Tendukheda | TENDUKHEDA | 11 KV SAILWARA DL | Saipura | SAIPURA BASTI 2 | 25 KVA | 1689
16195 | Damoh | Damoh South | Tendukheda | TENDUKHEDA | 11 KV SAILWARA DL | Saipura | ADIVASHI MUHALLA SAIPURA | 25 KVA | 1684
16196 | Damoh | Damoh South | Tendukheda | TENDUKHEDA | 11 KV SAILWARA DL | Saipura | SAIPURA BASTI | 100 KVA | 1682
16197 | Damoh | Damoh South | Tendukheda | TENDUKHEDA | 11 KV SAILWARA DL | Saipura | SUDHA RAI PUMP WALA | 25 KVA | 1666
16198 | Damoh | Damoh South | Tendukheda | TENDUKHEDA | 11 KV SAILWARA DL | Dulahara | DULHARA BASTI | 63 KVA | 1650
16199 | Damoh | Damoh South | Tendukheda | TENDUKHEDA | 11 KV SAILWARA DL | Dulahara | DULHARA TALA PUMP WALA | 25 KVA | 1638
16200 | Damoh | Damoh South | Tendukheda | TENDUKHEDA | 11 KV SAILWARA DL | Dulahara | KISHAN GAD DHAM | 25 KVA | 1618
16201 | Damoh | Damoh South | Tendukheda | TENDUKHEDA | 11 KV SAILWARA DL | Dhari Mal | ADIVASHI PAL MUHALLA DHARI MAL 1596 | 25 KVA | 1596
16202 | Damoh | Damoh South | Tendukheda | TENDUKHEDA | 11 KV SAILWARA DL | Dhari Mal | YADAV MUHALLA DHARI 1593 | 25 KVA | 1593
16203 | Damoh | Damoh South | Tendukheda | TENDUKHEDA | 11 KV SAILWARA DL | Dhari Mal | COMPANY WALA DHARI | 25 KVA | 1573
16204 | Damoh | Damoh South | Tendukheda | TENDUKHEDA | 11 KV SAILWARA DL | Saipura | BENI SINGH WALA PUMP | 25 KVA | 1562
16205 | Damoh | Damoh South | Tendukheda | TENDUKHEDA | 11 KV SAILWARA DL | Saipura | RAM SEVAK DHARI HAR WALA | 25 KVA | 1557
16206 | Damoh | Damoh South | Tendukheda | TENDUKHEDA | 11 KV SAILWARA DL | Sailwada Mal | KHAPA MUHALLA SAILWADA | 25 KVA | 1536
16207 | Damoh | Damoh South | Tendukheda | TENDUKHEDA | 11 KV SAILWARA DL | Sailwada Mal | BASOR MUHALLA SAILWADA | 25 KVA | 1534
16208 | Damoh | Damoh South | Tendukheda | TENDUKHEDA | 11 KV SAILWARA DL | Sailwada Mal | SAILWADA BARIYA BASTI | 25 KVA | 1527
16209 | Damoh | Damoh South | Tendukheda | TENDUKHEDA | 11 KV SAILWARA DL | Silpura | SILPURA BASTI | 25 KVA | 1518
16210 | Damoh | Damoh South | Tendukheda | TENDUKHEDA | 11 KV SAILWARA DL | Silpura | AHIRWARA WALA SILPURA | 25 KVA | 1510
16211 | Damoh | Damoh South | Tendukheda | TENDUKHEDA | 11 KV SAILWARA DL | Sailwada Mal | GRAMPANCHAYAT SAILWADA | 25 KVA | 1466
16212 | Damoh | Damoh South | Tendukheda | TENDUKHEDA | 11 KV SAILWARA DL | Sailwada Mal | REALIANCE TOWER SAILWADA | 25 KVA | 1461
16213 | Damoh | Damoh South | Tendukheda | TENDUKHEDA | 11 KV SAILWARA DL | Sailwada Mal | RAJAK MUHALLA SAILWADA | 25 KVA | 1462
16214 | Damoh | Damoh South | Tendukheda | TENDUKHEDA | 11 KV SAILWARA DL | Sailwada Mal | SAHU MUHALLA BRAMHAN MUHALLA SAILWADA | 25 KVA | 1454
16215 | Damoh | Damoh South | Tendukheda | TENDUKHEDA | 11 KV SAILWARA DL | Sailwada Mal | RAIKVAR MUHALLA SAILWADA | 25 KVA | 1449
16216 | Damoh | Damoh South | Tendukheda | TENDUKHEDA | 11 KV SAILWARA DL | Sailwada Mal | W/W SAILWADA | 25 KVA | 1448
16217 | Damoh | Damoh South | Tendukheda | TENDUKHEDA | 11 KV SAILWARA DL | Hinoti Salwada | MOHANIYA PURA BASTI | 25 KVA | 1440
16218 | Damoh | Damoh South | Tendukheda | TENDUKHEDA | 11 KV SAILWARA DL | Hinoti Salwada | BANDHNA BASTI | 25 KVA | 1429
16219 | Damoh | Damoh South | Tendukheda | TENDUKHEDA | 11 KV SAILWARA DL | Hinoti Salwada | PARMU WALA | 25 KVA | 1425
16220 | Damoh | Damoh South | Tendukheda | TENDUKHEDA | 11 KV SAILWARA DL | Salaiya Mal | AHIRWAR MUHALLA SALLAIYA | 25 KVA | 1407
16221 | Damoh | Damoh South | Tendukheda | TENDUKHEDA | 11 KV SAILWARA DL | Hinoti Singorgarh | ADIVASHI HARIJAN HINOTI SINGORGAD | 25 KVA | 1400
16222 | Damoh | Damoh South | Tendukheda | TENDUKHEDA | 11 KV SAILWARA DL | Hinoti Singorgarh | YADAV MUHALLA HINOTI SINGORGAD | 25 KVA | 1392
16223 | Damoh | Damoh South | Tendukheda | TENDUKHEDA | 11 KV SAILWARA DL | Salaiya Mal | W/W SALLAIYA | 25 KVA | 1365
16224 | Damoh | Damoh South | Tendukheda | TENDUKHEDA | 11 KV SAILWARA DL | Hinoti Salwada | HEMRAJ PUMP WALA | 25 KVA | 1360
16225 | Damoh | Damoh South | Tendukheda | TENDUKHEDA | 11 KV SAILWARA DL | Hinoti Salwada | THAKUR MUHALLA HALLE BHAI | 25 KVA | 1354
16226 | Damoh | Damoh South | Tendukheda | TENDUKHEDA | 11 KV SAILWARA DL | Hinoti Salwada | THAKUR MUHALLA 1 | 25 KVA | 1350
16227 | Damoh | Damoh South | Tendukheda | TENDUKHEDA | 11 KV SAILWARA DL | Salaiya Mal | CHAKKI WALA SALLIYA | 63 KVA | 1346
16228 | Damoh | Damoh South | Tendukheda | TENDUKHEDA | 11 KV SAILWARA DL | Salaiya Mal | CHANDI MAI SALLAIYA | 25 KVA | 1340
16229 | Damoh | Damoh South | Tendukheda | TENDUKHEDA | 11 KV SAILWARA DL | Nandpura | NANDPURA BASTI /PUMP | 25 KVA | 1323
16230 | Damoh | Damoh South | Tendukheda | TENDUKHEDA | 11 KV SAILWARA DL | Nandpura | NANDPURA BASTI | 25 KVA | 1318
16231 | Damoh | Damoh South | Tendukheda | TENDUKHEDA | 11 KV SAILWARA DL | Nandpura | NANDPURA BASTI | 25 KVA | 1311
16232 | Damoh | Damoh South | Tendukheda | TENDUKHEDA | 11 KV SAILWARA DL | Mihguwa Kalan | MAHGUANA RONSRA WARE HOUSE | 25 KVA | 1303
16233 | Damoh | Damoh South | Tendukheda | TENDUKHEDA | 11 KV SAILWARA DL | Salaiya Mal | MAHUAN BASTI WALA | 25 KVA | 1290
16234 | Damoh | Damoh South | Tendukheda | TENDUKHEDA | 11 KV SAILWARA DL | Salaiya Mal | BASTI WALA | 25 KVA | 1287
16235 | Damoh | Damoh South | Tendukheda | TENDUKHEDA | 11 KV SAILWARA DL | Ronsra | RONSRA MAHGUAN | 25 KVA | 1278
16236 | Damoh | Damoh South | Tendukheda | TENDUKHEDA | 11 KV SAILWARA DL | Mihguwa Kalan | MAHGUAN RONSARA | 25 KVA | 1276
16237 | Damoh | Damoh South | Tendukheda | TENDUKHEDA | 11 KV SAILWARA DL | Hinoti Salwada | SARPANCH WALA | 25 KVA | 1269
16238 | Damoh | Damoh South | Tendukheda | TENDUKHEDA | 11 KV SAILWARA DL | Sarwa Kuhi | SARWAKUHI HAR WALA 2 | 25 KVA | 1262
16239 | Damoh | Damoh South | Tendukheda | TENDUKHEDA | 11 KV SAILWARA DL | Jharoli | CHAKKI WALA | 25 KVA | 1261
16240 | Damoh | Damoh South | Tendukheda | TENDUKHEDA | 11 KV SAILWARA DL | Sarwa Kuhi | SARWAKUHI HAR WALA | 25 KVA | 1255
16241 | Damoh | Damoh South | Tendukheda | TENDUKHEDA | 11 KV SAILWARA DL | Sarwa Kuhi | SARWAKUHI SCHOOL | 25 KVA | 1250
16242 | Damoh | Damoh South | Tendukheda | TENDUKHEDA | 11 KV SAILWARA DL | Mihguwa Khurd | AGANWADI KENDRA WALA | 25 KVA | 1247
16243 | Damoh | Damoh South | Tendukheda | TENDUKHEDA | 11 KV SAILWARA DL | Sarwa Kuhi | SARWAKUHI BASTI | 25 KVA | 1245
16244 | Damoh | Damoh South | Tendukheda | TENDUKHEDA | 11 KV SAILWARA DL | Mihguwa Kalan | MAHGUAN RONNSRA POLY HOUSE | 25 KVA | 1233
16245 | Damoh | Damoh South | Tendukheda | TENDUKHEDA | 11 KV SAILWARA DL | Sarwa Kuhi | SCHOOL KE PEECHE SARWAKUHI | 25 KVA | 1234
16246 | Damoh | Damoh South | Tendukheda | TENDUKHEDA | 11 KV SAILWARA DL | Jharoli | KUAN WALA | 25 KVA | 1225
16247 | Damoh | Damoh South | Tendukheda | TENDUKHEDA | 11 KV SAILWARA DL | Mihguwa Kalan | MAHGUAN RONSARA | 25 KVA | 1216
16248 | Damoh | Damoh South | Tendukheda | TENDUKHEDA | 11 KV SAILWARA DL | Jharoli | YADAV MUHALLA | 25 KVA | 1217
16249 | Damoh | Damoh South | Tendukheda | TENDUKHEDA | 11 KV SAILWARA DL | Pandajhir | BASTI WALA 2 | 25 KVA | 1208
16250 | Damoh | Damoh South | Tendukheda | TENDUKHEDA | 11 KV SAILWARA DL | NO VILLAGE FOUND | SARWA KUHI BASTI F | 25 KVA | 1201
16251 | Damoh | Damoh South | Tendukheda | TENDUKHEDA | 11 KV SAILWARA DL | Jharoli | BASTI WALA | 25 KVA | 1200
16252 | Damoh | Damoh South | Tendukheda | TENDUKHEDA | 11 KV SAILWARA DL | Jaruwa | KHER MATA BARAH | 25 KVA | 1196
16253 | Damoh | Damoh South | Tendukheda | TENDUKHEDA | 11 KV SAILWARA DL | Imlidol | KHET SINGH WALA | 25 KVA | 1190
16254 | Damoh | Damoh South | Tendukheda | TENDUKHEDA | 11 KV SAILWARA DL | Imlidol | ADIWASI IMLIDOL | 25 KVA | 1183
16255 | Damoh | Damoh South | Tendukheda | TENDUKHEDA | 11 KV SAILWARA DL | Imlidol | YADAV MUHALLA IMLIDOL | 25 KVA | 1181
16256 | Damoh | Damoh South | Tendukheda | TENDUKHEDA | 11 KV SAILWARA DL | Imlidol | IMLIDOL CHATRAWAS 1180 | 25 KVA | 1180
16257 | Damoh | Damoh South | Tendukheda | TENDUKHEDA | 11 KV SAILWARA DL | Jaruwa | JAMUN WALA | 25 KVA | 1169
16258 | Damoh | Damoh South | Tendukheda | TENDUKHEDA | 11 KV SAILWARA DL | Hathidol | HATHIDOL SCHOOL | 25 KVA | 1168
16259 | Damoh | Damoh South | Tendukheda | TENDUKHEDA | 11 KV SAILWARA DL | NO VILLAGE FOUND | DTR NOT TAGGED | 25 KVA | 1162
16260 | Damoh | Damoh South | Tendukheda | TENDUKHEDA | 11 KV SAILWARA DL | Baheriya Mal | TALAIYA KE PASS | 25 KVA | 1160
16261 | Damoh | Damoh South | Tendukheda | TENDUKHEDA | 11 KV SAILWARA DL | Baheriya Mal | IMLI WALA | 25 KVA | 1154
16262 | Damoh | Damoh South | Tendukheda | TENDUKHEDA | 11 KV SAILWARA DL | Hathidol | HATHIDOL COLONY | 25 KVA | 1152
16263 | Damoh | Damoh South | Tendukheda | TENDUKHEDA | 11 KV SAILWARA DL | Hathidol | HATHIDOL BASTI | 25 KVA | 1146
16264 | Damoh | Damoh South | Tendukheda | TENDUKHEDA | 11 KV SAILWARA DL | Hathidol | BAGEECHA WALA | 25 KVA | 1142
16265 | Damoh | Damoh South | Tendukheda | TENDUKHEDA | 11 KV SAILWARA DL | Hathidol | BASTI WALA | 25 KVA | 1134
16266 | Damoh | Damoh South | Tendukheda | TENDUKHEDA | 11 KV SAILWARA DL | Hathidol | ADIWASI MUHALLA 2 | 25 KVA | 1125
16267 | Damoh | Damoh South | Tendukheda | TENDUKHEDA | 11 KV SAILWARA DL | Hathidol | ADIWASI MUHALLA | 25 KVA | 1118
16268 | Damoh | Damoh South | Tendukheda | TENDUKHEDA | 11 KV SAILWARA DL | Hathidol | SCHOLL KE PASS BASTI | 25 KVA | 1107
16269 | Damoh | Damoh South | Tendukheda | TENDUKHEDA | 11 KV SAILWARA DL | Hathidol | TIGADDA WALA JARUA | 25 KVA | 1097
16270 | Damoh | Damoh South | Tendukheda | TENDUKHEDA | 11 KV SAILWARA DL | Hathidol | KHER MAAI KE PASS | 25 KVA | 1091
16271 | Damoh | Damoh South | Tendukheda | TENDUKHEDA | 11 KV SAILWARA DL | Hathidol | JARUA BASTI | 25 KVA | 1083
16272 | Damoh | Damoh South | Tendukheda | TENDUKHEDA | 11 KV SAILWARA DL | Hathidol | NEAR HIGH SCHOOL | 25 KVA | 1076
16273 | Damoh | Damoh South | Tendukheda | TENDUKHEDA | 11 KV SAILWARA DL | Hathidol | KHER MAAI WALA | 25 KVA | 1070
16274 | Damoh | Damoh South | Tendukheda | TENDUKHEDA | 11 KV SAILWARA DL | Hathidol | BASTI WALA 2 | 25 KVA | 1064
16275 | Damoh | Damoh South | Tendukheda | TENDUKHEDA | 11 KV SAILWARA DL | Jaruwa | BASTI WALA JARUA | 25 KVA | 1058
16276 | Damoh | Damoh South | Tendukheda | TENDUKHEDA | 11 KV SAILWARA DL | Hathidol | BASTI WALA | 25 KVA | 1048
16277 | Damoh | Damoh South | Tendukheda | TENDUKHEDA | 11 KV SAILWARA DL | Hathidol | KUAN WALA | 25 KVA | 1042
16278 | Damoh | Damoh South | Tendukheda | TENDUKHEDA | 11 KV SAILWARA DL | Imlidol | PULIYA WALA IMLIDOL | 25 KVA | 1033
16279 | Damoh | Damoh South | Tendukheda | TENDUKHEDA | 11 KV SAILWARA DL | Imlidol | PULIYA WALA IMLIDOL | 25 KVA | 1019
16280 | Damoh | Damoh South | Tendukheda | TENDUKHEDA | 11 KV SAILWARA DL | Imlidol | JAMUN WALA IMLIDOL | 25 KVA | 1010
16281 | Damoh | Damoh South | Tendukheda | TENDUKHEDA | 11 KV SAILWARA DL | Jaruwa | BUS STAND KE PASS | 25 KVA | 999
16282 | Damoh | Damoh South | Tendukheda | TENDUKHEDA | 11 KV SAILWARA DL | Jaruwa | BUS STAND WALA | 25 KVA | 994
16283 | Damoh | Damoh South | Tendukheda | TENDUKHEDA | 11 KV SAILWARA DL | Imlidol | BARAH BASTI | 25 KVA | 986
16284 | Damoh | Damoh South | Tendukheda | TENDUKHEDA | 11 KV SAILWARA DL | Jaruwa | HARIJAN MUHALLA | 25 KVA | 983
16285 | Damoh | Damoh South | Tendukheda | TENDUKHEDA | 11 KV SAILWARA DL | Jaruwa | HARIJAN WALA | 25 KVA | 977
16286 | Damoh | Damoh South | Tendukheda | TENDUKHEDA | 11 KV SAILWARA DL | Imlidol | IMLIDOL TIGADDA | 25 KVA | 966
16287 | Damoh | Damoh South | Tendukheda | TENDUKHEDA | 11 KV SAILWARA DL | Jaruwa | SCHOLL KE PASS BASTI | 25 KVA | 960
16288 | Damoh | Damoh South | Tendukheda | TENDUKHEDA | 11 KV SAILWARA DL | Imlidol | IMLIDOL TIGADDA | 25 KVA | 954
16289 | Damoh | Damoh South | Tendukheda | TENDUKHEDA | 11 KV SAILWARA DL | Imlidol | SCHOOL KE PASS BARAH | 25 KVA | 945
16290 | Damoh | Damoh South | Tendukheda | TENDUKHEDA | 11 KV SAILWARA DL | Imlidol | IMLIDOL CHATRAWAS | 25 KVA | 946
16291 | Damoh | Damoh South | Tendukheda | TENDUKHEDA | 11 KV SAILWARA DL | Imlidol | BARAH KUAN KE PASS | 25 KVA | 940
16292 | Damoh | Damoh South | Tendukheda | TENDUKHEDA | 11 KV SAILWARA DL | Imlidol | BASTI WALA | 25 KVA | 938
16293 | Damoh | Damoh South | Tendukheda | TENDUKHEDA | 11 KV SAILWARA DL | Imlidol | BARAH BANDHNA | 25 KVA | 932
16294 | Damoh | Damoh South | Tendukheda | TENDUKHEDA | 11 KV SAILWARA DL | Jaruwa | BARAH KHER MAI | 25 KVA | 928
16295 | Damoh | Damoh South | Tendukheda | TENDUKHEDA | 11 KV SAILWARA DL | Imlidol | IMALIDOL BASHTI | 25 KVA | 925
16296 | Damoh | Damoh South | Tendukheda | TENDUKHEDA | 11 KV SAILWARA DL | Jaruwa | BARAH BANDHNA | 25 KVA | 916
16297 | Damoh | Damoh South | Tendukheda | TENDUKHEDA | 11 KV SAILWARA DL | Imlidol | BAGEECHA WALA | 25 KVA | 902
16298 | Damoh | Damoh South | Tendukheda | TENDUKHEDA | 11 KV SAILWARA DL | Imlidol | BUS STAND KE PASS | 25 KVA | 894
16299 | Damoh | Damoh South | Tendukheda | TENDUKHEDA | 11 KV SAILWARA DL | Imlidol | PRATIKSHALAY KE PASS | 25 KVA | 885
16300 | Damoh | Damoh South | Tendukheda | TENDUKHEDA | 11 KV SAILWARA DL | Sahajpur | PRATIKSHALAY KE PASS | 25 KVA | 874
16301 | Damoh | Damoh South | Tendukheda | TENDUKHEDA | 11 KV SAILWARA DL | Sahajpur | SCHOOL KE PASS | 25 KVA | 870
16302 | Damoh | Damoh South | Tendukheda | TENDUKHEDA | 11 KV SAILWARA DL | Sahajpur | HARIJAN BASTI | 25 KVA | 860
16303 | Damoh | Damoh South | Tendukheda | TENDUKHEDA | 11 KV SAILWARA DL | Sahajpur | SAHAJPUR ADIWASI MUHALLA | 25 KVA | 850
16304 | Damoh | Damoh South | Tendukheda | TENDUKHEDA | 11 KV SAILWARA DL | Sahajpur | SAHAJPUR COLONY | 25 KVA | 845
16305 | Damoh | Damoh South | Tendukheda | TENDUKHEDA | 11 KV SAILWARA DL | Sahajpur | HARIJAN MUHALLA SAHAJPUR | 25 KVA | 839
16306 | Damoh | Damoh South | Tendukheda | TENDUKHEDA | 11 KV SAILWARA DL | Sahajpur | SCHOLL KE PASS BASTI | 25 KVA | 836
16307 | Damoh | Damoh South | Tendukheda | TENDUKHEDA | 11 KV SAILWARA DL | Pandajhir | BUS STAND WALA | 25 KVA | 827
16308 | Damoh | Damoh South | Tendukheda | TENDUKHEDA | 11 KV SAILWARA DL | Sahajpur | BASHTI WALA | 63 KVA | 824
16309 | Damoh | Damoh South | Tendukheda | TENDUKHEDA | 11 KV SAILWARA DL | Sahajpur | AHIRWAR MUHALLA SAHAJPUR | 25 KVA | 825
16310 | Damoh | Damoh South | Tendukheda | TENDUKHEDA | 11 KV SAILWARA DL | Sahajpur | ADIWASI MUHALLA SAHAJPUR | 25 KVA | 820
16311 | Damoh | Damoh South | Tendukheda | TENDUKHEDA | 11 KV SAILWARA DL | Sahajpur | IDIA TOWER SAHAJPUR | 25 KVA | 818
16312 | Damoh | Damoh South | Tendukheda | TENDUKHEDA | 11 KV SAILWARA DL | Sahajpur | BUS STAND KE PASS | 25 KVA | 815
16313 | Damoh | Damoh South | Tendukheda | TENDUKHEDA | 11 KV SAILWARA DL | Sahajpur | SAHAJPUR COLONY | 25 KVA | 810
16314 | Damoh | Damoh South | Tendukheda | TENDUKHEDA | 11 KV SAILWARA DL | Sahajpur | SAHAJPUR PAAL MUHALLA | 25 KVA | 806
16315 | Damoh | Damoh South | Tendukheda | TENDUKHEDA | 11 KV SAILWARA DL | Pandajhir | PAL MOHHALLA | 25 KVA | 805
16316 | Damoh | Damoh South | Tendukheda | TENDUKHEDA | 11 KV SAILWARA DL | Pandajhir | BASTI WALA | 25 KVA | 798
16317 | Damoh | Damoh South | Tendukheda | TENDUKHEDA | 11 KV SAILWARA DL | Pandajhir | SCHOOL KE PASS | 25 KVA | 791
16318 | Damoh | Damoh South | Tendukheda | TENDUKHEDA | 11 KV SAILWARA DL | Pandajhir | PADAJHIR COLONY 2 | 25 KVA | 781
16319 | Damoh | Damoh South | Tendukheda | TENDUKHEDA | 11 KV SAILWARA DL | Pandajhir | MITTAL WALA | 25 KVA | 780
16320 | Damoh | Damoh South | Tendukheda | TENDUKHEDA | 11 KV SAILWARA DL | Pandajhir | PANDAJHIR BASHTI | 25 KVA | 777
16321 | Damoh | Damoh South | Tendukheda | TENDUKHEDA | 11 KV SAILWARA DL | Pandajhir | PADAJHIR BASTI | 25 KVA | 769
16322 | Damoh | Damoh South | Tendukheda | TENDUKHEDA | 11 KV SAILWARA DL | Pandajhir | PANDA BABA WALA | 25 KVA | 771
16323 | Damoh | Damoh South | Tendukheda | TENDUKHEDA | 11 KV SAILWARA DL | Pandajhir | SHIV MANDIR PADAJHIR | 25 KVA | 762
16324 | Damoh | Damoh South | Tendukheda | TENDUKHEDA | 11 KV SAILWARA DL | Pandajhir | PADAJHIR BASTI 2 | 25 KVA | 753
16325 | Damoh | Damoh South | Tendukheda | TENDUKHEDA | 11 KV SAILWARA DL | Pandajhir | 27 MILE CHAKKI WALA | 25 KVA | 739
16326 | Damoh | Damoh South | Tendukheda | TENDUKHEDA | 11 KV SAILWARA DL | Pandajhir | IDIA TOWER 27 MILE | 25 KVA | 734
16327 | Damoh | Damoh South | Tendukheda | TENDUKHEDA | 11 KV SAILWARA DL | Pandajhir | 27 MILE BASTI | 25 KVA | 731
16328 | Damoh | Damoh South | Tendukheda | TENDUKHEDA | 11 KV SAILWARA DL | Pandajhir | PIPE PLANT 27 MILE | 25 KVA | 725
16329 | Damoh | Damoh South | Tendukheda | TENDUKHEDA | 11 KV SAILWARA DL | Pandajhir | BASTI PADHAJHIR | 25 KVA | 722
16330 | Damoh | Damoh South | Tendukheda | TENDUKHEDA | 11 KV SAILWARA DL | Jharoli | JHAROLI PAL MUHALLA | 25 KVA | 716
16331 | Damoh | Damoh South | Tendukheda | TENDUKHEDA | 11 KV SAILWARA DL | Jharoli | TIGADDA WALA JHAROLI | 25 KVA | 706
16332 | Damoh | Damoh South | Tendukheda | TENDUKHEDA | 11 KV SAILWARA DL | Jharoli | JHAROLI PUMP | 25 KVA | 701
16333 | Damoh | Damoh South | Tendukheda | TENDUKHEDA | 11 KV SAILWARA DL | Jharoli | JHAROLI PUMP | 25 KVA | 693
16334 | Damoh | Damoh South | Tendukheda | TENDUKHEDA | 11 KV SAILWARA DL | Jharoli | ROAD KE PASS JHAROLI | 25 KVA | 687
16335 | Damoh | Damoh South | Tendukheda | TENDUKHEDA | 11 KV SAILWARA DL | Jharoli | JHAROLI ADIWASI MUHALLA | 25 KVA | 681
16336 | Damoh | Damoh South | Tendukheda | TENDUKHEDA | 11 KV SAILWARA DL | Jharoli | JHAROLI BASTI /PUMP | 25 KVA | 672
16337 | Damoh | Damoh South | Tendukheda | TENDUKHEDA | 11 KV SAILWARA DL | Jharoli | JHAROLI BASTI | 25 KVA | 667
16338 | Damoh | Damoh South | Tendukheda | TENDUKHEDA | 11 KV SAILWARA DL | Narguwa Mal | PULIYA KE PASS | 25 KVA | 659
16339 | Damoh | Damoh South | Tendukheda | TENDUKHEDA | 11 KV SAILWARA DL | Narguwa Mal | DANG WALA 100KVA | 25 KVA | 658
16340 | Damoh | Damoh South | Tendukheda | TENDUKHEDA | 11 KV SAILWARA DL | Narguwa Mal | NARGUAN PULIYA WALA | 25 KVA | 652
16341 | Damoh | Damoh South | Tendukheda | TENDUKHEDA | 11 KV SAILWARA DL | Jharoli | MUSALMAAN JHAROLI | 25 KVA | 649
16342 | Damoh | Damoh South | Tendukheda | TENDUKHEDA | 11 KV SAILWARA DL | Jharoli | THAKUR BASTI JHAROLI | 25 KVA | 650
16343 | Damoh | Damoh South | Tendukheda | TENDUKHEDA | 11 KV SAILWARA DL | Narguwa Mal | NARGUAN BAGEECHA | 25 KVA | 641
16344 | Damoh | Damoh South | Tendukheda | TENDUKHEDA | 11 KV SAILWARA DL | Jamun Kheda | BASHTI WALA | 25 KVA | 642
16345 | Damoh | Damoh South | Tendukheda | TENDUKHEDA | 11 KV SAILWARA DL | Jharoli | JHAROLI BASTI /PUMP | 25 KVA | 638
16346 | Damoh | Damoh South | Tendukheda | TENDUKHEDA | 11 KV SAILWARA DL | Jamun Kheda | HANUMAN MANDIR KE PASS | 25 KVA | 634
16347 | Damoh | Damoh South | Tendukheda | TENDUKHEDA | 11 KV SAILWARA DL | Jharoli | JHAROLI BASTI | 25 KVA | 630
16348 | Damoh | Damoh South | Tendukheda | TENDUKHEDA | 11 KV SAILWARA DL | Jharoli | HIMANT SINGH BASTI JHAROLI | 25 KVA | 628
16349 | Damoh | Damoh South | Tendukheda | TENDUKHEDA | 11 KV SAILWARA DL | Jharoli | JHAROLI BASTI | 25 KVA | 623
16350 | Damoh | Damoh South | Tendukheda | TENDUKHEDA | 11 KV SAILWARA DL | Jamun Kheda | ADIVASHI MUHALLA | 25 KVA | 624
16351 | Damoh | Damoh South | Tendukheda | TENDUKHEDA | 11 KV SAILWARA DL | Jharoli | SHIV MANDIR JHAROLI | 63 KVA | 620
16352 | Damoh | Damoh South | Tendukheda | TENDUKHEDA | 11 KV SAILWARA DL | Harrai Panji | ADIWASI MUHALLA | 25 KVA | 617
16353 | Damoh | Damoh South | Tendukheda | TENDUKHEDA | 11 KV SAILWARA DL | Tendukheda (NP) | BASHTI WALA | 25 KVA | 610
16354 | Damoh | Damoh South | Tendukheda | TENDUKHEDA | 11 KV SAILWARA DL | Narguwa Mal | DHAWA KE SAMNE | 25 KVA | 611
16355 | Damoh | Damoh South | Tendukheda | TENDUKHEDA | 11 KV SAILWARA DL | Narguwa Mal | DANG NARGUAN BASTI | 25 KVA | 606
16356 | Damoh | Damoh South | Tendukheda | TENDUKHEDA | 11 KV SAILWARA DL | Tendukheda (NP) | SCHOLL KE PASS BASTI | 25 KVA | 604
16357 | Damoh | Damoh South | Tendukheda | TENDUKHEDA | 11 KV SAILWARA DL | Tendukheda (NP) | NARGUAN BASTI | 100 KVA | 602
16358 | Damoh | Damoh South | Tendukheda | TENDUKHEDA | 11 KV SAILWARA DL | Narguwa Mal | GRAMPANCHAYAT NARGUAN | 25 KVA | 596
16359 | Damoh | Damoh South | Tendukheda | TENDUKHEDA | 11 KV SAILWARA DL | Tendukheda (NP) | NEAR HIGH SCHOOL | 25 KVA | 597
16360 | Damoh | Damoh South | Tendukheda | TENDUKHEDA | 11 KV SAILWARA DL | Narguwa Mal | LOBHAN SINGH BASTI WALA NARGUAN | 25 KVA | 593
16361 | Damoh | Damoh South | Tendukheda | TENDUKHEDA | 11 KV SAILWARA DL | Narguwa Mal | NARGUA TEMPLE | 25 KVA | 590
16362 | Damoh | Damoh South | Tendukheda | TENDUKHEDA | 11 KV SAILWARA DL | Narguwa Mal | NARGUAN BASTI SEN WALA | 25 KVA | 586
16363 | Damoh | Damoh South | Tendukheda | TENDUKHEDA | 11 KV SAILWARA DL | Narguwa Mal | HANUMAN MANDIR | 25 KVA | 579
16364 | Damoh | Damoh South | Tendukheda | TENDUKHEDA | 11 KV SAILWARA DL | Narguwa Mal | NARGUAN COLONY | 25 KVA | 574
16365 | Damoh | Damoh South | Tendukheda | TENDUKHEDA | 11 KV SAILWARA DL | Tendukheda (NP) | BASTI WALA | 25 KVA | 573
16366 | Damoh | Damoh South | Tendukheda | TENDUKHEDA | 11 KV SAILWARA DL | Narguwa Mal | BALKISHAN SAHU NARGUA | 25 KVA | 570
16367 | Damoh | Damoh South | Tendukheda | TENDUKHEDA | 11 KV SAILWARA DL | Tendukheda (NP) | BARGAD WALA | 25 KVA | 568
16368 | Damoh | Damoh South | Tendukheda | TENDUKHEDA | 11 KV SAILWARA DL | Harrai Panji | TIGADDA WALA | 25 KVA | 562
16369 | Damoh | Damoh South | Tendukheda | TENDUKHEDA | 11 KV SAILWARA DL | Jharoli | HARVINDAR SINGH KHURANA | 25 KVA | 561
16370 | Damoh | Damoh South | Tendukheda | TENDUKHEDA | 11 KV SAILWARA DL | Jharoli | MANJEET SINGH KHURANA | 25 KVA | 556
16371 | Damoh | Damoh South | Tendukheda | TENDUKHEDA | 11 KV SAILWARA DL | Sailwada Mal | SURESH JAIN SAILWADA AG | 25 KVA | 553
16372 | Damoh | Damoh South | Tendukheda | TENDUKHEDA | 11 KV SAILWARA DL | Narguwa Mal | NARGUAN COLONY 2 | 25 KVA | 548
16373 | Damoh | Damoh South | Tendukheda | TENDUKHEDA | 11 KV SAILWARA DL | Narguwa Mal | NARGUAN COLONY F SS KE SAMNE | 25 KVA | 541
16374 | Damoh | Damoh South | Tendukheda | TENDUKHEDA | 11 KV TENDUKHEDA | Bagdari | NEW COLONY BAMHORI | 25 KVA | 1032
16375 | Damoh | Damoh South | Tendukheda | TENDUKHEDA | 11 KV TENDUKHEDA | Bagdari | HARI SINGH WALA | 25 KVA | 1030
16376 | Damoh | Damoh South | Tendukheda | TENDUKHEDA | 11 KV TENDUKHEDA | Bamhori Panji | DHAWA KE SAMNE | 25 KVA | 1008
16377 | Damoh | Damoh South | Tendukheda | TENDUKHEDA | 11 KV TENDUKHEDA | Bamhori Panji | RELIANCE TOWER DHAWA KE SAMNE | 63 KVA | 1006
16378 | Damoh | Damoh South | Tendukheda | TENDUKHEDA | 11 KV TENDUKHEDA | Bamhori Panji | HARRAI BASTI | 100 KVA | 1001
16379 | Damoh | Damoh South | Tendukheda | TENDUKHEDA | 11 KV TENDUKHEDA | Bamhori Panji | KANYA SHALA | 100 KVA | 997
16380 | Damoh | Damoh South | Tendukheda | TENDUKHEDA | 11 KV TENDUKHEDA | Bamhori Panji | TAHASIL KE PEECHE | 100 KVA | 984
16381 | Damoh | Damoh South | Tendukheda | TENDUKHEDA | 11 KV TENDUKHEDA | Bamhori Panji | BADERIYA KE PEECHE | 200 KVA | 981
16382 | Damoh | Damoh South | Tendukheda | TENDUKHEDA | 11 KV TENDUKHEDA | Ramadehi | MAHAPANCHAYAT CHOURAI | 25 KVA | 976
16383 | Damoh | Damoh South | Tendukheda | TENDUKHEDA | 11 KV TENDUKHEDA | Ramadehi | DAAL MILL | 63 KVA | 967
16384 | Damoh | Damoh South | Tendukheda | TENDUKHEDA | 11 KV TENDUKHEDA | Harrai Panji | DURGA MANDIR TARADEHI ROAD | 100 KVA | 957
16385 | Damoh | Damoh South | Tendukheda | TENDUKHEDA | 11 KV TENDUKHEDA | Bamhori Panji | OIL MIL TARADEHI ROAD | 100 KVA | 950
16386 | Damoh | Damoh South | Tendukheda | TENDUKHEDA | 11 KV TENDUKHEDA | Bamhori Panji | BSNL TOWER TARADEHI ROAD | 100 KVA | 945
16387 | Damoh | Damoh South | Tendukheda | TENDUKHEDA | 11 KV TENDUKHEDA | Bamhori Panji | SANTOSHI MATA MANDIR | 100 KVA | 942
16388 | Damoh | Damoh South | Tendukheda | TENDUKHEDA | 11 KV TENDUKHEDA | Harrai Panji | BANSI MUHALLA | 25 KVA | 937
16389 | Damoh | Damoh South | Tendukheda | TENDUKHEDA | 11 KV TENDUKHEDA | Harrai Panji | FILTER WALA | 100 KVA | 930
16390 | Damoh | Damoh South | Tendukheda | TENDUKHEDA | 11 KV TENDUKHEDA | Bamhori Panji | HIGH SCHOOL KE SAMNE | 100 KVA | 928
16391 | Damoh | Damoh South | Tendukheda | TENDUKHEDA | 11 KV TENDUKHEDA | Bamhori Panji | NEAR HIGH SCHOOL | 100 KVA | 922
16392 | Damoh | Damoh South | Tendukheda | TENDUKHEDA | 11 KV TENDUKHEDA | Bamhori Panji | MADHIYAGHAT 2 | 100 KVA | 921
16393 | Damoh | Damoh South | Tendukheda | TENDUKHEDA | 11 KV TENDUKHEDA | Bamhori Panji | MADHIYAGHAT | 100 KVA | 920
16394 | Damoh | Damoh South | Tendukheda | TENDUKHEDA | 11 KV TENDUKHEDA | Bamhori Panji | MADHIYAGHAT | 200 KVA | 919
16395 | Damoh | Damoh South | Tendukheda | TENDUKHEDA | 11 KV TENDUKHEDA | Bamhori Panji | PARASAR WALI GALI | 100 KVA | 907
16396 | Damoh | Damoh South | Tendukheda | TENDUKHEDA | 11 KV TENDUKHEDA | Bamhori Panji | VIDHYA NAGAR 200KVA | 200 KVA | 902
16397 | Damoh | Damoh South | Tendukheda | TENDUKHEDA | 11 KV TENDUKHEDA | Bamhori Panji | AIRTEL TOWER | 100 KVA | 899
16398 | Damoh | Damoh South | Tendukheda | TENDUKHEDA | 11 KV TENDUKHEDA | Bamhori Panji | TARADEHI TIGADDA | 100 KVA | 898
16399 | Damoh | Damoh South | Tendukheda | TENDUKHEDA | 11 KV TENDUKHEDA | Bamhori Panji | BUS STAND TENDUKHEDA 200KVA | 200 KVA | 893
16400 | Damoh | Damoh South | Tendukheda | TENDUKHEDA | 11 KV TENDUKHEDA | Harrai Panji | RELIANCE TOWER | 25 KVA | 889
16401 | Damoh | Damoh South | Tendukheda | TENDUKHEDA | 11 KV TENDUKHEDA | Harrai Panji | GAJRATH WALA | 100 KVA | 887
16402 | Damoh | Damoh South | Tendukheda | TENDUKHEDA | 11 KV TENDUKHEDA | Harrai Panji | POWER HOUSE KE SAMNE | 100 KVA | 883
16403 | Damoh | Damoh South | Tendukheda | TENDUKHEDA | 11 KV TENDUKHEDA | Harrai Panji | MRADA PARIKSHAN | 25 KVA | 882
16404 | Damoh | Damoh South | Tendukheda | TENDUKHEDA | 11 KV TENDUKHEDA | Ramadehi | MODEL SCHOOL | 25 KVA | 872
16405 | Damoh | Damoh South | Tendukheda | TENDUKHEDA | 11 KV TENDUKHEDA | Harrai Panji | JANPAT PANCHAYAT KE SAMNE | 100 KVA | 868
16406 | Damoh | Damoh South | Tendukheda | TENDUKHEDA | 11 KV TENDUKHEDA | Harrai Panji | MANDI WALA | 100 KVA | 866
16407 | Damoh | Damoh South | Tendukheda | TENDUKHEDA | 11 KV TENDUKHEDA | Harrai Panji | NEHRU THEKEDAR WALA | 100 KVA | 855
16408 | Damoh | Damoh South | Tendukheda | TENDUKHEDA | 11 KV TENDUKHEDA | Harrai Panji | SHIKSHAK COLONY | 63 KVA | 854
16409 | Damoh | Damoh South | Tendukheda | TENDUKHEDA | 11 KV TENDUKHEDA | Harrai Panji | RELIANCE TOWER | 25 KVA | 853
16410 | Damoh | Damoh South | Tendukheda | TENDUKHEDA | 11 KV TENDUKHEDA | Bagdari | TULSI RAM ADIWASI | 25 KVA | 1049
16411 | Damoh | Damoh South | Tendukheda | TENDUKHEDA | 11 KV TENDUKHEDA | Hardua Beldhana | IPDS VIDHYA NAGAR 100KVA | 200 KVA | 1053
16412 | Damoh | Damoh South | Tendukheda | TENDUKHEDA | 11 KV TENDUKHEDA | Hardua Beldhana | ITI BAMHORI 2 | 200 KVA | 1054
16413 | Damoh | Damoh South | Tendukheda | TENDUKHEDA | 11 KV TENDUKHEDA | Bagdari | PANCHAYAT BHAWAN BAMHORI | 100 KVA | 1056
16414 | Damoh | Damoh South | Tendukheda | TENDUKHEDA | 11 KV TENDUKHEDA | Bagdari | PANCHAYAT BHAWAN BAMHORI 2 | 100 KVA | 1057
16415 | Damoh | Damoh South | Tendukheda | TENDUKHEDA | 11 KV TENDUKHEDA | Hardua Beldhana | PAAL MUHALLA BAMHORI | 25 KVA | 1063
16416 | Damoh | Damoh South | Tendukheda | TENDUKHEDA | 11 KV TENDUKHEDA | Pindrai | RICE MILL BAMHORI | 200 KVA | 1070
16417 | Damoh | Damoh South | Hindoria | AAMKHEDA | 11 KV BHADOLI DL | Kham Kheda | MAHUA KHEDA BASTI | 25 KVA | 340
16418 | Damoh | Damoh South | Hindoria | AAMKHEDA | 11 KV BHADOLI DL | NO VILLAGE FOUND | BASTI WALA | 25 KVA | 339
16419 | Damoh | Damoh South | Hindoria | AAMKHEDA | 11 KV BHADOLI DL | Kham Kheda | PIPARIYA BASTI PAPPU PATEL | 25 KVA | 337
16420 | Damoh | Damoh South | Hindoria | AAMKHEDA | 11 KV BHADOLI DL | Kham Kheda | PIPARIYA KALAN BASTI | 100 KVA | 336
16421 | Damoh | Damoh South | Hindoria | AAMKHEDA | 11 KV BHADOLI DL | Kadipur | L.I.C. WALE PATEL WALA | 25 KVA | 297
16422 | Damoh | Damoh South | Hindoria | AAMKHEDA | 11 KV BHADOLI DL | Chainpura | TANKHEDI BASTI | 25 KVA | 265
16423 | Damoh | Damoh South | Hindoria | AAMKHEDA | 11 KV BHADOLI DL | Chandora | KADIPUR BASTI SCHOOL PAS | 100 KVA | 248
16424 | Damoh | Damoh South | Hindoria | AAMKHEDA | 11 KV BHADOLI DL | Chainpura | SANJAY SHRIVASTAV KADIPUR | 25 KVA | 242
16425 | Damoh | Damoh South | Hindoria | AAMKHEDA | 11 KV BHADOLI DL | Lidhora | CHHAPRI KARANJU BASTI | 63 KVA | 236
16426 | Damoh | Damoh South | Hindoria | AAMKHEDA | 11 KV BHADOLI DL | Chainpura | HARIJAN BASTI KADIPUR | 25 KVA | 223
16427 | Damoh | Damoh South | Hindoria | AAMKHEDA | 11 KV BHADOLI DL | Kuwatan Khedi | JIO TOWER LUHARRA | 25 KVA | 159
16428 | Damoh | Damoh South | Hindoria | AAMKHEDA | 11 KV BHADOLI DL | Luharra | KADIPUR TIGADDA | 63 KVA | 153
16429 | Damoh | Damoh South | Hindoria | AAMKHEDA | 11 KV BHADOLI DL | Luharra | KADIPUR TIGADDA | 63 KVA | 149
16430 | Damoh | Damoh South | Hindoria | AAMKHEDA | 11 KV BHADOLI DL | Amkheda | BHURE SINGH | 100 KVA | 112
16431 | Damoh | Damoh South | Hindoria | AAMKHEDA | 11 KV BHADOLI DL | Amkheda | BHADOLI BASTI | 100 KVA | 100
16432 | Damoh | Damoh South | Hindoria | AAMKHEDA | 11 KV BHADOLI DL | Amkheda | TALAIYA WALA BHADOLI | 25 KVA | 98
16433 | Damoh | Damoh South | Hindoria | AAMKHEDA | 11 KV BHADOLI DL | Amkheda | AMKHEDA BASTI | 25 KVA | 92
16434 | Damoh | Damoh South | Hindoria | AAMKHEDA | 11 KV BHADOLI DL | Amkheda | AMKHEDA HAJARI JI | 25 KVA | 89
16435 | Damoh | Damoh South | Hindoria | AAMKHEDA | 11 KV BHADOLI DL | Karaiya Hajari | VODA FONE TOWER | 25 KVA | 78
16436 | Damoh | Damoh South | Hindoria | AAMKHEDA | 11 KV BHADOLI DL | Chhapri Karanju | HARIJAN BASTI KARAIYA HAJARI | 100 KVA | 70
16437 | Damoh | Damoh South | Hindoria | AAMKHEDA | 11 KV BHADOLI DL | Chhapri Karanju | SUKHNANDAN CHOUBEY | 100 KVA | 63
16438 | Damoh | Damoh South | Hindoria | AAMKHEDA | 11 KV BHADOLI DL | Chhapri Karanju | SHUKLA JI WALA | 25 KVA | 61
16439 | Damoh | Damoh South | Hindoria | AAMKHEDA | 11 KV BHADOLI DL | Chhapri Karanju | ASHOK AHIRWAL | 25 KVA | 56
16440 | Damoh | Damoh South | Hindoria | AAMKHEDA | 11 KV BHADOLI DL | Samanna | MANU MISHRA WALA | 25 KVA | 52
16441 | Damoh | Damoh South | Hindoria | AAMKHEDA | 11 KV BHADOLI DL | Samanna | S.E. SAAB TRANSMISSION WALA | 25 KVA | 42
16442 | Damoh | Damoh South | Hindoria | AAMKHEDA | 11 KV BHADOLI DL | Chhapri Karanju | SEN TOLA KARAIYA HAJARI | 100 KVA | 28
16443 | Damoh | Damoh South | Hindoria | AAMKHEDA | 11 KV BHADOLI DL | Chhapri Karanju | INDUR SINGH | 100 KVA | 26
16444 | Damoh | Damoh South | Hindoria | AAMKHEDA | 11 KV BHADOLI DL | Karaiya Hajari | KARAIYA TIGADDA | 100 KVA | 16
16445 | Damoh | Damoh South | Hindoria | AAMKHEDA | 11 KV BHADOLI DL | Karaiya Hajari | AIRTEL TOWER | 25 KVA | 10
16446 | Damoh | Damoh South | Hindoria | AAMKHEDA | 11 KV BHADOLI DL | Karaiya Hajari | ADIWASI TOLA | 25 KVA | 8
16447 | Damoh | Damoh South | Hindoria | AAMKHEDA | 11 KV BHADOLI DL | Semar Pati | KHAMKHEDA BASTI | 63 KVA | 373
16448 | Damoh | Damoh South | Hindoria | AAMKHEDA | 11 KV BHADOLI DL | Semar Pati | JIO TOWER KHAMKHEDA | 25 KVA | 375
16449 | Damoh | Damoh South | Hindoria | AAMKHEDA | 11 KV BHADOLI DL | Semar Pati | SEMARPATI BASTI | 100 KVA | 384
16450 | Damoh | Damoh South | Hindoria | AAMKHEDA | 11 KV BHADOLI DL | Semar Pati | KUAKHEDA BASTI | 100 KVA | 388
16451 | Damoh | Damoh South | Hindoria | AAMKHEDA | 11 KV BHADOLI DL | Kadipur | CHENPURABASTI | 25 KVA | 391
16452 | Damoh | Damoh South | Hindoria | AAMKHEDA | 11 KV BHADOLI DL | Kuwatan Khedi | LUHARRA BASTI | 100 KVA | 401
16453 | Damoh | Damoh South | Hindoria | AAMKHEDA | 11 KV ANWRI MIX | Maanpura | SEWAK PATEL | 25 KVA | 70
16454 | Damoh | Damoh South | Hindoria | AAMKHEDA | 11 KV ANWRI MIX | Anwari | AWRI SCHOOL KE PAS | 25 KVA | 64
16455 | Damoh | Damoh South | Hindoria | AAMKHEDA | 11 KV ANWRI MIX | Maanpura | BARKHERA BASTI | 100 KVA | 60
16456 | Damoh | Damoh South | Hindoria | AAMKHEDA | 11 KV ANWRI MIX | Anwari | AWRI BASTI | 100 KVA | 56
16457 | Damoh | Damoh South | Hindoria | AAMKHEDA | 11 KV ANWRI MIX | Anwari | VIJAY PATEL | 100 KVA | 45
16458 | Damoh | Damoh South | Hindoria | AAMKHEDA | 11 KV ANWRI MIX | Anwari | CHANDRABHAN PATEL | 100 KVA | 38
16459 | Damoh | Damoh South | Hindoria | AAMKHEDA | 11 KV ANWRI MIX | Barkhera | JAGDISH PATEL | 25 KVA | 28
16460 | Damoh | Damoh South | Hindoria | AAMKHEDA | 11 KV ANWRI MIX | NO VILLAGE FOUND | BASTI WALA | 25 KVA | 73
16461 | Damoh | Damoh South | Hindoria | AAMKHEDA | 11 KV ANWRI MIX | NO VILLAGE FOUND | BASTI WALA | 25 KVA | 75
16462 | Damoh | Damoh South | Hindoria | AAMKHEDA | 11 KV BHADOLI KACHHAR AG | Bhadauli | SHOBHA CHORASIYA | 25 KVA | 136
16463 | Damoh | Damoh South | Hindoria | AAMKHEDA | 11 KV BHADOLI KACHHAR AG | Bhadauli | KRANTI CHORASIYA | 25 KVA | 134
16464 | Damoh | Damoh South | Hindoria | AAMKHEDA | 11 KV BHADOLI KACHHAR AG | Bhadauli | RAGHUVEER SINGH | 25 KVA | 130
16465 | Damoh | Damoh South | Hindoria | AAMKHEDA | 11 KV BHADOLI KACHHAR AG | Bhadauli | CHENA YADAV | 25 KVA | 120
16466 | Damoh | Damoh South | Hindoria | AAMKHEDA | 11 KV BHADOLI KACHHAR AG | Bhadauli | VEER SINGH BHADOLI | 100 KVA | 117
16467 | Damoh | Damoh South | Hindoria | AAMKHEDA | 11 KV BHADOLI KACHHAR AG | Bhadauli | KODU PATEL | 100 KVA | 102
16468 | Damoh | Damoh South | Hindoria | AAMKHEDA | 11 KV BHADOLI KACHHAR AG | Bhadauli | BASTI WALA | 100 KVA | 100
16469 | Damoh | Damoh South | Hindoria | AAMKHEDA | 11 KV BHADOLI KACHHAR AG | Amkheda | PURAN PATEL WALA | 100 KVA | 75
16470 | Damoh | Damoh South | Hindoria | AAMKHEDA | 11 KV BHADOLI KACHHAR AG | Karaiya Hajari | DOLAT PATEL | 25 KVA | 44
16471 | Damoh | Damoh South | Hindoria | AAMKHEDA | 11 KV BHADOLI KACHHAR AG | Karaiya Hajari | RAMCHARAN PATEL | 16 KVA | 37
16472 | Damoh | Damoh South | Hindoria | AAMKHEDA | 11 KV BHADOLI KACHHAR AG | Karaiya Hajari | DURGA PATEL | 16 KVA | 23
16473 | Damoh | Damoh South | Hindoria | AAMKHEDA | 11 KV BHADOLI KACHHAR AG | Karaiya Hajari | TEJI PATEL | 16 KVA | 17
16474 | Damoh | Damoh South | Hindoria | AAMKHEDA | 11 KV BHADOLI KACHHAR AG | Bhadauli | KERA BAI BHADOLI | 25 KVA | 145
16475 | Damoh | Damoh South | Hindoria | AAMKHEDA | 11 KV BHADOLI KACHHAR AG | NO VILLAGE FOUND | BASTI WALA | 25 KVA | 146
16476 | Damoh | Damoh South | Hindoria | AAMKHEDA | 11 KV BHADOLI KACHHAR AG | Karaiya Hajari | TEEKARAM PATEL | 16 KVA | 153
16477 | Damoh | Damoh South | Hindoria | AAMKHEDA | 11 KV BHADOLI KACHHAR AG | Karaiya Hajari | SHASHI BAJAJ | 25 KVA | 156
16478 | Damoh | Damoh South | Jabera | KALHERA | 11 KV KALHERA DL | Hinoti Khetsingh | ADIWASI MOHALLA WALA | 25 KVA | 303
16479 | Damoh | Damoh South | Jabera | KALHERA | 11 KV KALHERA DL | Magrai | CHET RAM WALA | 25 KVA | 299
16480 | Damoh | Damoh South | Jabera | KALHERA | 11 KV KALHERA DL | Jalhari | JALHARI HARIJAN WALA | 25 KVA | 274
16481 | Damoh | Damoh South | Jabera | KALHERA | 11 KV KALHERA DL | Pipariya Jugraj | UPAR MOHALLA COLONE | 63 KVA | 259
16482 | Damoh | Damoh South | Jabera | KALHERA | 11 KV KALHERA DL | Pipariya Jugraj | TAKHAT WALA | 25 KVA | 247
16483 | Damoh | Damoh South | Jabera | KALHERA | 11 KV KALHERA DL | Pipariya Jugraj | PANDA WALA | 25 KVA | 246
16484 | Damoh | Damoh South | Jabera | KALHERA | 11 KV KALHERA DL | Kalhara Kheda | HARIJAN TOLA | 25 KVA | 240
16485 | Damoh | Damoh South | Jabera | KALHERA | 11 KV KALHERA DL | Jalhari | YADAV WALA | 25 KVA | 228
16486 | Damoh | Damoh South | Jabera | KALHERA | 11 KV KALHERA DL | Jalhari | JALEHARI YADAV WALA | 63 KVA | 225
16487 | Damoh | Damoh South | Jabera | KALHERA | 11 KV KALHERA DL | Jalhari | JALEHARI BASTI WALA | 100 KVA | 220
16488 | Damoh | Damoh South | Jabera | KALHERA | 11 KV KALHERA DL | Jalhari | PRAJAPATI WALA | 25 KVA | 215
16489 | Damoh | Damoh South | Jabera | KALHERA | 11 KV KALHERA DL | Jalhari | RAIKWAR WALA | 25 KVA | 214
16490 | Damoh | Damoh South | Jabera | KALHERA | 11 KV KALHERA DL | Jalhari | THAKUR WALA | 25 KVA | 211
16491 | Damoh | Damoh South | Jabera | KALHERA | 11 KV KALHERA DL | Jalhari | W.W. WALA | 25 KVA | 205
16492 | Damoh | Damoh South | Jabera | KALHERA | 11 KV KALHERA DL | Bhat Khamriya | BHATKHAMARIYA COLONE WALA | 100 KVA | 179
16493 | Damoh | Damoh South | Jabera | KALHERA | 11 KV KALHERA DL | Bhat Khamriya | HIGH SCHOOL WALA | 25 KVA | 173
16494 | Damoh | Damoh South | Jabera | KALHERA | 11 KV KALHERA DL | Kalhara Kheda | SHOUBHGYA WALA | 100 KVA | 150
16495 | Damoh | Damoh South | Jabera | KALHERA | 11 KV KALHERA DL | Kalhara Kheda | COLONE WALA | 25 KVA | 148
16496 | Damoh | Damoh South | Jabera | KALHERA | 11 KV KALHERA DL | NO VILLAGE FOUND | GAON WALA | 25 KVA | 140
16497 | Damoh | Damoh South | Jabera | KALHERA | 11 KV KALHERA DL | Jalhari | JALEHARI COLONE | 63 KVA | 130
16498 | Damoh | Damoh South | Jabera | KALHERA | 11 KV KALHERA DL | Ghana Maili | JAGDESH YADAV WALA | 100 KVA | 114
16499 | Damoh | Damoh South | Jabera | KALHERA | 11 KV KALHERA DL | Magrai | BASTI WALA | 100 KVA | 113
16500 | Damoh | Damoh South | Jabera | KALHERA | 11 KV KALHERA DL | Ghana Maili | THAKUR WALA | 25 KVA | 110
16501 | Damoh | Damoh South | Jabera | KALHERA | 11 KV KALHERA DL | Ghana Maili | BHATUA MOHALLA WALA | 25 KVA | 104
16502 | Damoh | Damoh South | Jabera | KALHERA | 11 KV KALHERA DL | Ghana Maili | MATHRA BAI WALA | 25 KVA | 94
16503 | Damoh | Damoh South | Jabera | KALHERA | 11 KV KALHERA DL | Ghana Maili | GAHRA MAIN ROAD | 100 KVA | 85
16504 | Damoh | Damoh South | Jabera | KALHERA | 11 KV KALHERA DL | Pipariya Jugraj | IMILI WALA | 63 KVA | 67
16505 | Damoh | Damoh South | Jabera | KALHERA | 11 KV KALHERA DL | Pipariya Jugraj | PULIYA WALA | 63 KVA | 59
16506 | Damoh | Damoh South | Jabera | KALHERA | 11 KV KALHERA DL | Pipariya Jugraj | 63KVA PIPARIYA JUGRAJ BASTI | 63 KVA | 57
16507 | Damoh | Damoh South | Jabera | KALHERA | 11 KV KALHERA DL | Kalhara Kheda | KALHERA MASJID WALA | 25 KVA | 36
16508 | Damoh | Damoh South | Jabera | KALHERA | 11 KV KALHERA DL | Kalhara Kheda | KALEHRA MAIN ROAD | 63 KVA | 32
16509 | Damoh | Damoh South | Jabera | KALHERA | 11 KV KALHERA DL | Kalhara Kheda | BASTI WALA | 100 KVA | 24
16510 | Damoh | Damoh South | Jabera | KALHERA | 11 KV KALHERA DL | Kalhara Kheda | W.W. WALA | 63 KVA | 22
16511 | Damoh | Damoh South | Jabera | KALHERA | 11 KV KALHERA DL | Kalhara Kheda | KALEHRA S/S WALA | 63 KVA | 3
16512 | Damoh | Damoh South | Jabera | KALHERA | 11 KV KALHERA DL | Chhirkona | BASTI WALA | 63 KVA | 316
16513 | Damoh | Damoh South | Jabera | KALHERA | 11 KV KALHERA DL | Bhat Khamriya | PULIYA WALA | 63 KVA | 320
16514 | Damoh | Damoh South | Jabera | KALHERA | 11 KV KALHERA DL | Bhat Khamriya | BHATKHAMARIYA BASTI | 100 KVA | 324
16515 | Damoh | Damoh South | Jabera | KALHERA | 11 KV KALHERA DL | Bhat Khamriya | ARVINDRA WALA | 63 KVA | 330
16516 | Damoh | Damoh South | Jabera | KALHERA | 11 KV KALHERA DL | NO VILLAGE FOUND | GAON WALA | 25 KVA | 332
16517 | Damoh | Damoh South | Jabera | KALHERA | 11 KV KALHERA DL | NO VILLAGE FOUND | GAON WALA | 25 KVA | 333
16518 | Damoh | Damoh South | Jabera | KALHERA | 11 KV KALHERA DL | NO VILLAGE FOUND | GAON WALA | 100 KVA | 334
16519 | Damoh | Damoh South | Jabera | KALHERA | 11 KV KALHERA DL | NO VILLAGE FOUND | GAON WALA | 25 KVA | 335
16520 | Damoh | Damoh South | Jabera | KALHERA | 11 KV KALHERA DL | NO VILLAGE FOUND | GAON WALA | 25 KVA | 336
16521 | Damoh | Damoh South | Jabera | KALHERA | 11 KV KALHERA DL | NO VILLAGE FOUND | GAON WALA | 100 KVA | 337
16522 | Damoh | Damoh South | Jabera | KALHERA | 11 KV KALHERA DL | NO VILLAGE FOUND | GAON WALA | 100 KVA | 338
16523 | Damoh | Damoh South | Jabera | KALHERA | 11 KV KALHERA DL | NO VILLAGE FOUND | GAON WALA | 25 KVA | 339
16524 | Damoh | Damoh South | Jabera | KALHERA | 11 KV KALHERA DL | NO VILLAGE FOUND | GAON WALA | 25 KVA | 340
16525 | Damoh | Damoh South | Jabera | KALHERA | 11 KV KALHERA DL | NO VILLAGE FOUND | GAON WALA | 25 KVA | 341
16526 | Damoh | Damoh South | Jabera | KALHERA | 11 KV KALHERA DL | NO VILLAGE FOUND | GAON WALA | 100 KVA | 342
16527 | Damoh | Damoh South | Jabera | KALHERA | 11 KV KALHERA DL | NO VILLAGE FOUND | GAON WALA | 100 KVA | 343
16528 | Damoh | Damoh South | Jabera | KALHERA | 11 KV KALHERA DL | NO VILLAGE FOUND | GAON WALA | 25 KVA | 344
16529 | Damoh | Damoh South | Jabera | KALHERA | 11 KV KALHERA AG | Jalhari | BHOLA THAKUR WALA | 25 KVA | 806
16530 | Damoh | Damoh South | Jabera | KALHERA | 11 KV KALHERA AG | Jalhari | KHILAN SINGH WALA | 25 KVA | 793
16531 | Damoh | Damoh South | Jabera | KALHERA | 11 KV KALHERA AG | Jalhari | JALEHARI HAR BALWANT WALA | 25 KVA | 782
16532 | Damoh | Damoh South | Jabera | KALHERA | 11 KV KALHERA AG | Magrai | RAJESH WALA MAGRAI HAR | 25 KVA | 755
16533 | Damoh | Damoh South | Jabera | KALHERA | 11 KV KALHERA AG | Ghana Maili | KADORI WALA MAILE | 25 KVA | 738
16534 | Damoh | Damoh South | Jabera | KALHERA | 11 KV KALHERA AG | Magrai | DEEPA BAI WALA | 25 KVA | 728
16535 | Damoh | Damoh South | Jabera | KALHERA | 11 KV KALHERA AG | Magrai | DHARMENDRA WALA | 25 KVA | 726
16536 | Damoh | Damoh South | Jabera | KALHERA | 11 KV KALHERA AG | Ghana Maili | MAILE YADAV WALA | 63 KVA | 717
16537 | Damoh | Damoh South | Jabera | KALHERA | 11 KV KALHERA AG | Ghana Maili | PRAHLAD WALA | 25 KVA | 692
16538 | Damoh | Damoh South | Jabera | KALHERA | 11 KV KALHERA AG | Bhat Khamriya | NATTHU SINGH WALA | 63 KVA | 675
16539 | Damoh | Damoh South | Jabera | KALHERA | 11 KV KALHERA AG | Bhat Khamriya | GULJARI WALA | 25 KVA | 658
16540 | Damoh | Damoh South | Jabera | KALHERA | 11 KV KALHERA AG | Bhat Khamriya | DASRA CHAMAR WALA | 25 KVA | 651
16541 | Damoh | Damoh South | Jabera | KALHERA | 11 KV KALHERA AG | Baraghat | W.W WALA | 25 KVA | 639
16542 | Damoh | Damoh South | Jabera | KALHERA | 11 KV KALHERA AG | Bhat Khamriya | ROOP LAL WALA | 25 KVA | 637
16543 | Damoh | Damoh South | Jabera | KALHERA | 11 KV KALHERA AG | Chhirkona | DARUA HAR WALA | 100 KVA | 611
16544 | Damoh | Damoh South | Jabera | KALHERA | 11 KV KALHERA AG | Bhat Khamriya | NARAYAN SINGH WALA | 25 KVA | 554
16545 | Damoh | Damoh South | Jabera | KALHERA | 11 KV KALHERA AG | Bhat Khamriya | RAJESH WALA | 25 KVA | 527
16546 | Damoh | Damoh South | Jabera | KALHERA | 11 KV KALHERA AG | Bhat Khamriya | KALYAN SINGH WALA | 25 KVA | 523
16547 | Damoh | Damoh South | Jabera | KALHERA | 11 KV KALHERA AG | Bhat Khamriya | BHARAT SINGH WALA | 25 KVA | 505
16548 | Damoh | Damoh South | Jabera | KALHERA | 11 KV KALHERA AG | Bhat Khamriya | VACHAN WALA | 25 KVA | 498
16549 | Damoh | Damoh South | Jabera | KALHERA | 11 KV KALHERA AG | Magrai | MAGRAI W.W | 25 KVA | 486
16550 | Damoh | Damoh South | Jabera | KALHERA | 11 KV KALHERA AG | Ghana Maili | DEPA BAI WALA | 100 KVA | 444
16551 | Damoh | Damoh South | Jabera | KALHERA | 11 KV KALHERA AG | Ghana Maili | SAMITI WALA | 25 KVA | 435
16552 | Damoh | Damoh South | Jabera | KALHERA | 11 KV KALHERA AG | Jalhari | IMRAT SINGH WALA | 25 KVA | 426
16553 | Damoh | Damoh South | Jabera | KALHERA | 11 KV KALHERA AG | Ghana Maili | BHANU PRATAP WALA | 25 KVA | 414
16554 | Damoh | Damoh South | Jabera | KALHERA | 11 KV KALHERA AG | Ghana Maili | DHARMENDRA WALA | 25 KVA | 412
16555 | Damoh | Damoh South | Jabera | KALHERA | 11 KV KALHERA AG | Jalhari | TEJI SEN WALA | 25 KVA | 385
16556 | Damoh | Damoh South | Jabera | KALHERA | 11 KV KALHERA AG | Magrai | SAMITI WALA | 25 KVA | 855
16557 | Damoh | Damoh South | Jabera | KALHERA | 11 KV KALHERA AG | Magrai | PRAJAPATI WALA | 25 KVA | 849
16558 | Damoh | Damoh South | Jabera | KALHERA | 11 KV KALHERA AG | Jalhari | RAIKWAR WALA | 25 KVA | 835
16559 | Damoh | Damoh South | Jabera | KALHERA | 11 KV KALHERA AG | Ghana Maili | KANCHEDI WALA | 25 KVA | 812
16560 | Damoh | Damoh South | Nohta | KALHERA | 11 KV BAMHORI DL | Chilod | W/W BAMHORY | 25 KVA | 339
16561 | Damoh | Damoh South | Nohta | KALHERA | 11 KV BAMHORI DL | Bamhori Mangarh | W/W VALA | 25 KVA | 315
16562 | Damoh | Damoh South | Nohta | KALHERA | 11 KV BAMHORI DL | Chopra Choubisa | PANCHIYA KE PAS VALA | 25 KVA | 300
16563 | Damoh | Damoh South | Nohta | KALHERA | 11 KV BAMHORI DL | Chopra Choubisa | MEN BASTI VALA | 100 KVA | 286
16564 | Damoh | Damoh South | Nohta | KALHERA | 11 KV BAMHORI DL | Chopra Choubisa | KALONI VALA | 63 KVA | 268
16565 | Damoh | Damoh South | Nohta | KALHERA | 11 KV BAMHORI DL | Chopra Choubisa | KHER MATA VALA | 25 KVA | 256
16566 | Damoh | Damoh South | Nohta | KALHERA | 11 KV BAMHORI DL | Chopra Choubisa | TALAB VALA | 100 KVA | 250
16567 | Damoh | Damoh South | Nohta | KALHERA | 11 KV BAMHORI DL | Pati Maharaj Singh | KALONI VALA | 25 KVA | 218
16568 | Damoh | Damoh South | Nohta | KALHERA | 11 KV BAMHORI DL | Pati Maharaj Singh | HARIJAN BASTI VALA | 25 KVA | 203
16569 | Damoh | Damoh South | Nohta | KALHERA | 11 KV BAMHORI DL | Jamuniya Sultan | MEN BASTI VALA | 63 KVA | 190
16570 | Damoh | Damoh South | Nohta | KALHERA | 11 KV BAMHORI DL | Jalhari | GHANA BASTI KANO | 25 KVA | 95
16571 | Damoh | Damoh South | Nohta | KALHERA | 11 KV BAMHORI DL | Jalhari | GHANA BASTI | 25 KVA | 65
16572 | Damoh | Damoh South | Nohta | KALHERA | 11 KV BAMHORI DL | Chilod | BHTUA VALA | 100 KVA | 358
16573 | Damoh | Damoh South | Nohta | KALHERA | 11 KV BAMHORI DL | NO VILLAGE FOUND | DTR NOT TAGGED | 100 KVA | 360
16574 | Damoh | Damoh South | Nohta | KALHERA | 11 KV BAMHORI DL | NO VILLAGE FOUND | DTR NOT TAGGED | 25 KVA | 362
16575 | Damoh | Damoh South | Nohta | KALHERA | 11 KV BAMHORI DL | NO VILLAGE FOUND | DTR NOT TAGGED | 25 KVA | 370
16576 | Damoh | Damoh South | Nohta | KALHERA | 11 KV BAMHORI DL | NO VILLAGE FOUND | DTR NOT TAGGED | 25 KVA | 381
16577 | Damoh | Damoh South | Nohta | KALHERA | 11 KV BAMHORI DL | NO VILLAGE FOUND | DTR NOT TAGGED | 25 KVA | 384
16578 | Damoh | Damoh South | Nohta | KALHERA | 11 KV BAMHORI DL | NO VILLAGE FOUND | DTR NOT TAGGED | 25 KVA | 385
16579 | Damoh | Damoh South | Nohta | KALHERA | 11 KV BAMHORI DL | NO VILLAGE FOUND | DTR NOT TAGGED | 63 KVA | 410
16580 | Damoh | Damoh South | Nohta | KALHERA | 11 KV BAMHORI DL | NO VILLAGE FOUND | DTR NOT TAGGED | 25 KVA | 420
16581 | Damoh | Damoh South | Nohta | KALHERA | 11 KV BAMHORI DL | NO VILLAGE FOUND | DTR NOT TAGGED | 100 KVA | 427
16582 | Damoh | Damoh South | Nohta | KALHERA | 11 KV BAMHORI DL | NO VILLAGE FOUND | DTR NOT TAGGED | 25 KVA | 434
16583 | Damoh | Damoh South | Nohta | KALHERA | 11 KV BAMHORI DL | NO VILLAGE FOUND | DTR NOT TAGGED | 100 KVA | 447
16584 | Damoh | Damoh South | Nohta | KALHERA | 11 KV BAMHORI DL | NO VILLAGE FOUND | DTR NOT TAGGED | 63 KVA | 449
16585 | Damoh | Damoh South | Nohta | KALHERA | 11 KV BAMHORI DL | NO VILLAGE FOUND | DTR NOT TAGGED | 100 KVA | 450
16586 | Damoh | Damoh South | Nohta | KALHERA | 11 KV BAMHORI DL | NO VILLAGE FOUND | DTR NOT TAGGED | 25 KVA | 453
16587 | Damoh | Damoh South | Nohta | KALHERA | 11 KV BAMHORI DL | NO VILLAGE FOUND | DTR NOT TAGGED | 63 KVA | 485
16588 | Damoh | Damoh South | Nohta | KALHERA | 11 KV BAMHORI DL | NO VILLAGE FOUND | DTR NOT TAGGED | 100 KVA | 487
16589 | Damoh | Damoh South | Nohta | KALHERA | 11 KV BAMHORI DL | NO VILLAGE FOUND | DTR NOT TAGGED | 25 KVA | 495
16590 | Damoh | Damoh South | Nohta | KALHERA | 11 KV BAMHORI DL | NO VILLAGE FOUND | DTR NOT TAGGED | 63 KVA | 498
16591 | Damoh | Damoh South | Nohta | KALHERA | 11 KV BAMHORI DL | NO VILLAGE FOUND | DTR NOT TAGGED | 25 KVA | 503
16592 | Damoh | Damoh South | Nohta | KALHERA | 11 KV BAMHORI DL | NO VILLAGE FOUND | DTR NOT TAGGED | 63 KVA | 504
16593 | Damoh | Damoh South | Nohta | KALHERA | 11 KV BAMHORI DL | NO VILLAGE FOUND | DTR NOT TAGGED | 25 KVA | 514
16594 | Damoh | Damoh South | Nohta | KALHERA | 11 KV BAMHORI DL | NO VILLAGE FOUND | DTR NOT TAGGED | 100 KVA | 516
16595 | Damoh | Damoh South | Nohta | KALHERA | 11 KV BAMHORI DL | NO VILLAGE FOUND | DTR NOT TAGGED | 25 KVA | 519
16596 | Damoh | Damoh South | Nohta | KALHERA | 11 KV BAMHORI DL | NO VILLAGE FOUND | DTR NOT TAGGED | 100 KVA | 522
16597 | Damoh | Damoh South | Nohta | KALHERA | 11 KV BAMHORI DL | NO VILLAGE FOUND | DTR NOT TAGGED | 100 KVA | 538
16598 | Damoh | Damoh South | Nohta | KALHERA | 11 KV BAMHORI DL | NO VILLAGE FOUND | DTR NOT TAGGED | 25 KVA | 540
16599 | Damoh | Damoh South | Nohta | KALHERA | 11 KV BAMHORI DL | NO VILLAGE FOUND | DTR NOT TAGGED | 25 KVA | 549
16600 | Damoh | Damoh South | Damoh Town | MUSHKI BABA | 11 KV HATTA NAKA 3 | NO VILLAGE FOUND | ST. NORBERT SCHOOL 200 KVA | 200 KVA | 224
16601 | Damoh | Damoh South | Damoh Town | MUSHKI BABA | 11 KV HATTA NAKA 3 | NO VILLAGE FOUND | APSARA DHARAM KATA /100 KVA | 100 KVA | 222
16602 | Damoh | Damoh South | Damoh Town | MUSHKI BABA | 11 KV HATTA NAKA 3 | NO VILLAGE FOUND | DEHAT THANA/100KVA | 100 KVA | 221
16603 | Damoh | Damoh South | Damoh Town | MUSHKI BABA | 11 KV HATTA NAKA 3 | NO VILLAGE FOUND | TOWER/100 KVA | 100 KVA | 220
16604 | Damoh | Damoh South | Damoh Town | MUSHKI BABA | 11 KV HATTA NAKA 3 | NO VILLAGE FOUND | GANAGA JAMUNA BAYER HOUSE | 100 KVA | 217
16605 | Damoh | Damoh South | Damoh Town | MUSHKI BABA | 11 KV HATTA NAKA 3 | NO VILLAGE FOUND | SARDA CEMENT/100KVA | 100 KVA | 205
16606 | Damoh | Damoh South | Damoh Town | MUSHKI BABA | 11 KV HATTA NAKA 3 | NO VILLAGE FOUND | SAHU COLONY /100KVA | 200 KVA | 189
16607 | Damoh | Damoh South | Damoh Town | MUSHKI BABA | 11 KV HATTA NAKA 3 | NO VILLAGE FOUND | MOTI BAGH /100KVA | 100 KVA | 186
16608 | Damoh | Damoh South | Damoh Town | MUSHKI BABA | 11 KV HATTA NAKA 3 | NO VILLAGE FOUND | HIGH SCHOOL IMLAI 100 KVA | 100 KVA | 165
16609 | Damoh | Damoh South | Damoh Town | MUSHKI BABA | 11 KV HATTA NAKA 3 | NO VILLAGE FOUND | NAYA WALA 2 | 100 KVA | 163
16610 | Damoh | Damoh South | Damoh Town | MUSHKI BABA | 11 KV HATTA NAKA 3 | NO VILLAGE FOUND | PANCHAYAT BHAVAN IMLAI 200KVA | 100 KVA | 161
16611 | Damoh | Damoh South | Damoh Town | MUSHKI BABA | 11 KV HATTA NAKA 3 | NO VILLAGE FOUND | MIDDLE SCHOOL IMLAI 200 KVA | 25 KVA | 156
16612 | Damoh | Damoh South | Damoh Town | MUSHKI BABA | 11 KV HATTA NAKA 3 | NO VILLAGE FOUND | MIDDLE SCHOOL IMLAI 200 KVA | 100 KVA | 155
16613 | Damoh | Damoh South | Damoh Town | MUSHKI BABA | 11 KV HATTA NAKA 3 | NO VILLAGE FOUND | MIDDLE SCHOOL IMLAI 100 KVA | 25 KVA | 153
16614 | Damoh | Damoh South | Damoh Town | MUSHKI BABA | 11 KV HATTA NAKA 3 | Mahua Kheda | SAHU TIGDDA | 200 KVA | 136
16615 | Damoh | Damoh South | Damoh Town | MUSHKI BABA | 11 KV HATTA NAKA 3 | Rastoriya | BATIYAGARH ROAD | 100 KVA | 120
16616 | Damoh | Damoh South | Damoh Town | MUSHKI BABA | 11 KV HATTA NAKA 3 | Rastoriya | SATYA NARAYAN MADIR | 100 KVA | 117
16617 | Damoh | Damoh South | Damoh Town | MUSHKI BABA | 11 KV HATTA NAKA 3 | Rastoriya | BATIYAGARH ROAD | 100 KVA | 118
16618 | Damoh | Damoh South | Damoh Town | MUSHKI BABA | 11 KV HATTA NAKA 3 | Rastoriya | MAHAKAI CHOURAHA | 200 KVA | 104
16619 | Damoh | Damoh South | Damoh Town | MUSHKI BABA | 11 KV HATTA NAKA 3 | Rastoriya | CHOTA NARSING MANDIR | 100 KVA | 101
16620 | Damoh | Damoh South | Damoh Town | MUSHKI BABA | 11 KV HATTA NAKA 3 | Rastoriya | GANGA JAMNA KE PICHE | 200 KVA | 95
16621 | Damoh | Damoh South | Damoh Town | MUSHKI BABA | 11 KV HATTA NAKA 3 | Rastoriya | TAKIYA MASJID KE PASS | 200 KVA | 94
16622 | Damoh | Damoh South | Damoh Town | MUSHKI BABA | 11 KV HATTA NAKA 3 | Rastoriya | BADI DEVI GATE KE PASS 1 | 100 KVA | 90
16623 | Damoh | Damoh South | Damoh Town | MUSHKI BABA | 11 KV HATTA NAKA 3 | Rastoriya | BADI DEVI GATE KE PASS 2 | 200 KVA | 89
16624 | Damoh | Damoh South | Damoh Town | MUSHKI BABA | 11 KV HATTA NAKA 3 | Rastoriya | MUKTIDHAM CHOURAHA | 200 KVA | 76
16625 | Damoh | Damoh South | Damoh Town | MUSHKI BABA | 11 KV HATTA NAKA 3 | Rastoriya | MUKTI DHAM CHOURAHA | 100 KVA | 75
16626 | Damoh | Damoh South | Damoh Town | MUSHKI BABA | 11 KV HATTA NAKA 3 | NO VILLAGE FOUND | NAYA WALA | 100 KVA | 74
16627 | Damoh | Damoh South | Damoh Town | MUSHKI BABA | 11 KV HATTA NAKA 3 | Rastoriya | JAI RAJ DAL MIL | 100 KVA | 66
16628 | Damoh | Damoh South | Damoh Town | MUSHKI BABA | 11 KV HATTA NAKA 3 | Rastoriya | GUPTA OIL MIL | 200 KVA | 64
16629 | Damoh | Damoh South | Damoh Town | MUSHKI BABA | 11 KV HATTA NAKA 3 | Rastoriya | ASHARAM ASHRAM | 100 KVA | 53
16630 | Damoh | Damoh South | Damoh Town | MUSHKI BABA | 11 KV HATTA NAKA 3 | Rastoriya | RAMA RAMA PATROL PUMP | 100 KVA | 51
16631 | Damoh | Damoh South | Damoh Town | MUSHKI BABA | 11 KV HATTA NAKA 3 | Rastoriya | SUNDAR LAL SINDHI | 100 KVA | 45
16632 | Damoh | Damoh South | Damoh Town | MUSHKI BABA | 11 KV HATTA NAKA 3 | Rastoriya | SUNDAR DAS SINDHI COLONY | 100 KVA | 43
16633 | Damoh | Damoh South | Damoh Town | MUSHKI BABA | 11 KV HATTA NAKA 3 | Rastoriya | RAILWAY COLONY 2 | 200 KVA | 38
16634 | Damoh | Damoh South | Damoh Town | MUSHKI BABA | 11 KV HATTA NAKA 3 | Rastoriya | SHANKAR OIL MILL | 200 KVA | 37
16635 | Damoh | Damoh South | Damoh Town | MUSHKI BABA | 11 KV HATTA NAKA 3 | Rastoriya | RAILWAY COLONY | 200 KVA | 36
16636 | Damoh | Damoh South | Damoh Town | MUSHKI BABA | 11 KV HATTA NAKA 3 | Rastoriya | SHANKAR OIL MILL | 200 KVA | 35
16637 | Damoh | Damoh South | Damoh Town | MUSHKI BABA | 11 KV HATTA NAKA 3 | Rastoriya | PATHARIYA FATAK | 100 KVA | 34
16638 | Damoh | Damoh South | Damoh Town | MUSHKI BABA | 11 KV HATTA NAKA 3 | Rastoriya | RAILWAY COLONY | 100 KVA | 33
16639 | Damoh | Damoh South | Damoh Town | MUSHKI BABA | 11 KV HATTA NAKA 3 | Rastoriya | SATYANARAYAN MANDIR | 200 KVA | 30
16640 | Damoh | Damoh South | Damoh Town | MUSHKI BABA | 11 KV HATTA NAKA 3 | Rastoriya | SENT NORVERT SCHOOL | 100 KVA | 27
16641 | Damoh | Damoh South | Damoh Town | MUSHKI BABA | 11 KV HATTA NAKA 3 | Tidoni | TOWER | 100 KVA | 21
16642 | Damoh | Damoh South | Damoh Town | MUSHKI BABA | 11 KV HATTA NAKA 3 | Tidoni | TOWER | 100 KVA | 20
16643 | Damoh | Damoh South | Damoh Town | MUSHKI BABA | 11 KV HATTA NAKA 3 | Tidoni | NAARAYAN DALL MILL | 200 KVA | 10
16644 | Damoh | Damoh South | Damoh Town | MUSHKI BABA | 11 KV HATTA NAKA 3 | Tidoni | TOWER | 100 KVA | 4
16645 | Damoh | Damoh South | Damoh Town | MUSHKI BABA | 11 KV PATHARIYA FATAK 6 | Tidoni | TITU COLONY | 200 KVA | 22
16646 | Damoh | Damoh South | Damoh Town | MUSHKI BABA | 11 KV PATHARIYA FATAK 6 | Tidoni | MUSKI BABA | 100 KVA | 18
16647 | Damoh | Damoh South | Damoh Town | MUSHKI BABA | 11 KV PATHARIYA FATAK 6 | NO VILLAGE FOUND | NAYA WALA 3 | 100 KVA | 15
16648 | Damoh | Damoh South | Damoh Town | MUSHKI BABA | 11 KV PATHARIYA FATAK 6 | NO VILLAGE FOUND | NAYA WALA 2 | 100 KVA | 14
16649 | Damoh | Damoh South | Damoh Town | MUSHKI BABA | 11 KV PATHARIYA FATAK 6 | Tidoni | KACHRA DP | 200 KVA | 12
16650 | Damoh | Damoh South | Damoh Town | MUSHKI BABA | 11 KV PATHARIYA FATAK 6 | NO VILLAGE FOUND | NAYA WALA | 200 KVA | 11
16651 | Damoh | Damoh South | Damoh Town | MUSHKI BABA | 11 KV PATHARIYA FATAK 6 | Tidoni | KACHRA DP 2 | 100 KVA | 6
16652 | Damoh | Damoh South | Damoh Res | MUSHKI BABA | 11 KV DAMOH RURAL MIX | NO VILLAGE FOUND | SOHIT JAIN VALA | 25 KVA | 14